## List of Appendices
Appendix A. Number and type of quality-assurance samples. | 82
Appendix B. Quality-assurance data for dissolved organic carbon and selected optical properties. | 82
Appendix C. Quality-assurance data for disinfection by-products in finished water. | 82
Appendix D. Quality-assurance data for disinfection by-product formation potential measurements. | 82
Appendix E. Quality-assurance data for nutrients and total particulate carbon. | 82
Appendix F. Spearman rank correlations for select groups of samples and sites. | 82
Appendix G. Discrete data used in the analysis, including watershed, finished water, and jar test samples. | 82

## App A.QA Sample Types
Appendix A. Number and type of quality-assurance samples.
Abbreviations: DBPs, disinfection by-products; DBPFP, disinfection by-product formation potential; THMs, trihalomethanes; HAAs, haloacetic acids.]
Quality-Assurrance Samples | Sample Types | Description | Evaluates
Laboratory Blank | DBPs in finished water samples; DBPs in DBPFP samples; Alexin Laboroatory Blanks | Certified blank water is poured into sample bottle and analyzed | Laboratory contamination
Field Equipment Blank | DOC; Optics; Nutrients | Certified blank water is passed through cleaned sampling and processing equipment into sample bottle | Variation in entire process, including sample collection, processing, transport, and laboratory measurement
Laboratory Replicate "Split" | DOC; Optics; Nutrients | Two duplicate samples taken from a single churn splitter | Laboratory precision
Field Replicate | DBPs in finished water samples; DBPs in DBPFP samples; Carbon; Optics; Nutrients | "True" replicate collected after "primary" sample | Variation in field conditions plus entire collection, processing, transport, and laboratory procedures
Temporal Variation Replicate1 | DBPs in finished water samples; DBPs in DBPFP samples; Carbon; Optics; Nutrients | On 10/10/2010 wo samples were collected 45 minutes apart | Temporal variability during the storm event
Standard Reference2 | DBPs in finished water; DBPs in DBPFP samples | Spike samples for all 4 THMs and 2 HAAs (DCAA and TCAA); Spike samples for DBPFP for chloroform | Laboratory accuracy
1 On 10/10/2010 samples were collected 45 minutes apart providing an indication of the temporal variability.
2 A standard solution of anhydrous 3,5-dihydroxy-benzoic acid (DBHA) was made up, chloinated, quenched and analyzed for THMs and HAAS following the same method as all other DBPFP samples. See methods for details.

## App B.QA-Optics
Appendix B. Quality-assurance data for dissolved organic carbon and selected optical properties.
[Field replicate sample pairs represent "true" replicates, not churn-split samples. See table 6 for parameter abbreviations. Spectral slopes reported in change per nm; Slope ratio calculated as ex 275-295/em 350-400. Concentrations given in units of either mg/L (DOC), absorbance, and floroescence units. Percent relative difference values greater than 20 percent are bolded red. Abbreiviations: mg/L, milligrams per liter; CRW, Clackamas River Water; LO, City of Lake Oswego; DWTP, drinking-water treatment plant; --, not applicable or no data.]
Carbon Component Loadings in the PARAFAC Model
[9 empty] | Fluorescence Peaks | [6 empty] | Spectral Slope |  |  |  | Component Value | [5 empty] | Component Percentage
Station Name | Date | Time | A254 | DOC | SUVA | Humic Index (HIX) | Fluor-escence Index (FI) | FDOM ex370 em460 | Peak A ex260 em450 | Peak C ex340 em440 | Peak M ex300 em390 | Peak D ex390 em510 | Peak B ex270 em306 | Peak T ex270 em340 | Peak N ex280 em370 | ex 275 em 295 | ex 290 em 350 | ex 350 em 400 | Slope Ratio | C1 | C2 | C3 | C4 | C5 | Total Loading | % C1 | % C2 | % C3 | % C4 | % C5
Laboratory Replicates–Split Sample
Deep Creek @ Hwy 224 | 2010-05-11 | 11:00 | 0.0543 | 2 | 2 | 2.1038 | 1.4487 | 0.1064 | 0.24525 | 0.13254 | 0.12176 | 0.064194 | 0.14241 | 0.26214 | 0.15805 | 0.011886 | 0.014295 | 0.011848 | 1.0032 | -- | -- | -- | -- | -- | -- | -- | -- | -- | -- | --
Deep Creek @ Hwy 224 |  | 11:01 | 0.0505 | 1.7 | 2.1765 | 4.0407 | 1.465 | 0.10492 | 0.23711 | 0.1302 | 0.10535 | 0.062739 | 0.070663 | 0.080274 | 0.086501 | 0.011255 | 0.013338 | 0.011613 | 0.96918 | -- | -- | -- | -- | -- | -- | -- | -- | -- | -- | --
Percent relative difference |  |  | 7.2519 | 16.2162 | 8.4507 | 63.0462 | 1.122 | 1.3988 | 3.3746 | 1.7858 | 14.4533 | 2.2925 | 67.3469 | 106.2252 | 58.5163 | 5.4476 | 6.9281 | 1.9988 | 3.4498 | -- | -- | -- | -- | -- | -- | -- | -- | -- | -- | --
CRW DWTP - Source water | 2010-10-10 | 11:30 | 0.0461 | 1.6 | 2.75 | 3.6057 | 1.436 | 0.079654 | 0.19812 | 0.10245 | 0.096475 | 0.049188 | 0.0752 | 0.1039 | 0.097605 | 0.012728 | 0.013964 | 0.010842 | 1.1739 | 0.13273 | 0.055205 | 0.095254 | 0.088574 | 0.078757 | 0.45052 | 29.461 | 12.2537 | 21.1434 | 19.6606 | 17.4814
CRW DWTP - Source water |  | 12:05 | 0.0438 | 1.6 | 2.6875 | 4.2952 | 1.4321 | 0.079421 | 0.19389 | 0.10075 | 0.092291 | 0.048658 | 0.062922 | 0.078657 | 0.086095 | 0.011112 | 0.011917 | 0.013523 | 0.82175 | 0.12436 | 0.0551 | 0.094646 | 0.086556 | 0.057909 | 0.41857 | 29.7104 | 13.1639 | 22.6118 | 20.679 | 13.8349
Percent relative difference |  |  | 5.1168 | 0 | 2.2989 | 17.4541 | 0.2743 | 0.29294 | 2.1596 | 1.6761 | 4.433 | 1.0833 | 17.7785 | 27.6549 | 12.5313 | 13.5492 | 15.8179 | 22.0039 | 35.2901 | 6.5094 | 0.19016 | 0.64017 | 2.3041 | 30.5087 | 7.3514 | 0.843 | 7.1615 | 6.712 | 5.0495 | 23.2878
LO DWTP - Source water | 2011-08-02 | 11:40 | 0.0204 | 0.9 | 2.4444 | 3.6447 | 1.3984 | 0.032589 | 0.078033 | 0.041689 | 0.035668 | 0.019793 | 0.028418 | 0.035054 | 0.034312 | 0.014685 | 0.013676 | 0.0089592 | 1.6391 | 0.040518 | 0.02353 | 0.041555 | 0.036417 | 0.028828 | 0.17085 | 23.716 | 13.7727 | 24.3229 | 21.3152 | 16.8732
LO DWTP - Source water |  | 11:45 | 0.0207 | 0.9 | 2.2222 | 3.9684 | 1.4256 | 0.033252 | 0.079704 | 0.042518 | 0.036556 | 0.020257 | 0.024857 | 0.03274 | 0.031924 | 0.013753 | 0.014419 | 0.0081938 | 1.6784 | 0.039134 | 0.024032 | 0.042016 | 0.037712 | 0.026632 | 0.16953 | 23.0843 | 14.1757 | 24.7845 | 22.2456 | 15.7098
Percent relative difference |  |  | 1.4599 | 0 | 9.5238 | 8.5034 | 1.9288 | 2.0139 | 2.1187 | 1.969 | 2.459 | 2.3171 | 13.3684 | 6.8266 | 7.2106 | 6.5608 | 5.2916 | 8.9243 | 2.367 | 3.4757 | 2.1076 | 1.1035 | 3.4957 | 7.9165 | 0.77651 | 2.6994 | 2.884 | 1.8799 | 4.2719 | 7.1411
CRW DWTP - Source water | 2011-09-09 | 9:00 | 0.0144 | 0.9 | 2 | 3.5263 | 1.4412 | 0.030074 | 0.068969 | 0.037613 | 0.032137 | 0.017795 | 0.03633 | 0.033446 | 0.029341 | 0.010614 | 0.011752 | 0.0071052 | 1.4938 | 0.031128 | 0.020658 | 0.037918 | 0.033998 | 0.028684 | 0.15239 | 20.4271 | 13.5561 | 24.8832 | 22.3104 | 18.8232
CRW DWTP - Source water |  | 9:01 | 0.0147 | 0.9 | 1.6667 | 3.5924 | 1.4192 | 0.030542 | 0.0697 | 0.038161 | 0.030908 | 0.018306 | 0.027273 | 0.034722 | 0.030311 | 0.013021 | 0.011068 | 0.0070802 | 1.8391 | 0.031233 | 0.020853 | 0.038325 | 0.033178 | 0.027403 | 0.15099 | 20.6853 | 13.8105 | 25.3821 | 21.9733 | 18.1489
Percent relative difference |  |  | 2.0619 | 0 | 18.1818 | 1.857 | 1.5416 | 1.5441 | 1.0543 | 1.4464 | 3.8988 | 2.8309 | 28.4798 | 3.7437 | 3.2522 | 20.3704 | 5.9928 | 0.35246 | 20.7192 | 0.33714 | 0.94077 | 1.0664 | 2.4412 | 4.5658 | 0.91861 | 1.2557 | 1.8593 | 1.985 | 1.5227 | 3.6476
Overall average percent relative difference |  |  | 3.9726 | 4.0541 | 9.6138 | 22.7152 | 1.2167 | 1.3125 | 2.1768 | 1.7193 | 6.311 | 2.131 | 31.7434 | 36.1126 | 20.3776 | 11.482 | 8.5076 | 8.3199 | 15.4565 | 3.4408 | 1.0795 | 0.93669 | 2.747 | 14.3303 | 3.0155 | 1.5994 | 3.9683 | 3.5257 | 3.6147 | 11.3588
Field Replicates-Watershed Samples
Clackamas River at Carter Bridge | 2011-01-18 | 11:30 | 0.0687 | 1.9 | 3.6316 | 3.2698 | 1.3363 | 0.094158 | 0.20534 | 0.11398 | 0.084035 | 0.063926 | 0.087676 | 0.072873 | 0.066903 | 0.010857 | 0.01109 | 0.016241 | 0.66851 | 0.086615 | 0.080057 | 0.11636 | 0.097997 | 0.064957 | 0.44598 | 19.4212 | 17.9508 | 26.0898 | 21.9733 | 14.5649
Clackamas River at Carter Bridge |  | 11:30 | 0.0696 | 1.8 | 3.8889 | 3.6183 | 1.3464 | 0.089912 | 0.194 | 0.11096 | 0.080791 | 0.061078 | 0.044245 | 0.047954 | 0.056967 | 0.01095 | 0.01115 | 0.016563 | 0.66111 | 0.082446 | 0.080388 | 0.10787 | 0.093651 | 0.038815 | 0.40317 | 20.4495 | 19.9392 | 26.755 | 23.2288 | 9.6276
Percent relative difference |  |  | 1.3015 | 5.4054 | 6.8429 | 10.1188 | 0.75476 | 4.6135 | 5.6783 | 2.6825 | 3.9363 | 4.5567 | 65.844 | 41.2474 | 16.0426 | 0.85078 | 0.53858 | 1.9638 | 1.1131 | 4.9321 | 0.41249 | 7.5713 | 4.5355 | 50.3828 | 10.084 | 5.1583 | 10.4954 | 2.5175 | 5.5549 | 40.8172
Clackamas River at Estacada | 2011-03-16 | 10:45 | 0.0522 | 1.4 | 3.7143 | 3.7666 | 1.3384 | 0.063947 | 0.13685 | 0.078086 | 0.055954 | 0.04326 | 0.030267 | 0.032557 | 0.039742 | 0.013571 | 0.014074 | 0.01289 | 1.0529 | 0.0575 | 0.056398 | 0.077048 | 0.066704 | 0.02544 | 0.28309 | 20.3116 | 19.9223 | 27.2168 | 23.5629 | 8.9865
Clackamas River at Estacada |  | 10:46 | 0.0524 | 1.4 | 3.7143 | 3.7628 | 1.3242 | 0.064257 | 0.14014 | 0.07869 | 0.056461 | 0.043572 | 0.028038 | 0.031999 | 0.040002 | 0.013963 | 0.014263 | 0.012966 | 1.0769 | 0.057207 | 0.056138 | 0.077378 | 0.066185 | 0.025016 | 0.28192 | 20.2915 | 19.9124 | 27.4465 | 23.4763 | 8.8734
Percent relative difference |  |  | 0.38241 | 0 | 0 | 0.099272 | 1.0623 | 0.4836 | 2.3806 | 0.77053 | 0.90201 | 0.71863 | 7.646 | 1.7287 | 0.65209 | 2.848 | 1.3328 | 0.58684 | 2.2612 | 0.51106 | 0.46172 | 0.42814 | 0.78022 | 1.6785 | 0.41209 | 0.098972 | 0.049632 | 0.84023 | 0.36813 | 1.2664
Overall average percent relative difference |  |  | 0.84196 | 3.6036 | 7.5497 | 16.8465 | 1.114 | 1.7245 | 2.7944 | 1.7217 | 5.0137 | 2.2999 | 33.4106 | 31.2378 | 16.3675 | 8.2711 | 5.9837 | 5.9717 | 10.8667 | 3.1531 | 0.82255 | 2.1619 | 2.7113 | 19.0104 | 3.9085 | 2.0111 | 4.49 | 2.7869 | 3.3534 | 15.232
Field Replicates-Finished Water Samples
CRW DWTP - Finished water | 2011-05-24 | 11:30 | 0.0064 | 0.7 | 1 | 3.3791 | 1.588 | 0.006974 | 0.026117 | 0.011684 | 0.00952 | 0.003025 | 0.016673 | 0.007302 | 0.006911 | -- | -- | -- | -- | 0.016887 | 0.0020747 | 0.013652 | 0.0080493 | 0.0071301 | 0.047794 | 35.334 | 4.3409 | 28.5648 | 16.8419 | 14.9185
CRW DWTP - Finished water |  | 11:30 | 0.0043 | 0.8 | 1 | 3.8586 | 1.5731 | 0.00641 | 0.023632 | 0.010119 | 0.008751 | 0.002878 | 0.009467 | 0.005445 | 0.006241 | -- | -- | -- | -- | 0.017511 | 0.0018451 | 0.012615 | 0.006616 | 0.0038962 | 0.042483 | 41.2195 | 4.3431 | 29.6931 | 15.5732 | 9.1711
Percent relative difference |  |  | 39.2523 | 13.3333 | 2.2204e-14 | 13.2489 | 0.9427 | 8.428 | 9.9902 | 14.3558 | 8.4177 | 4.9805 | 55.1339 | 29.1363 | 10.1886 | -- | -- | -- | -- | 3.6278 | 11.7147 | 7.9001 | 19.5472 | 58.6581 | 11.7648 | 15.3762 | 0.050217 | 3.8736 | 7.8275 | 47.7166
Temporal Variability Sample
CRW DWTP - Finished water | 2010-10-10 | 12:25 | 0.0112 | 1.1 | 1.0909 | 4.4252 | 1.5759 | 0.016172 | 0.068078 | 0.028633 | 0.030071 | 0.007069 | 0.031147 | 0.020358 | 0.026932 | -- | -- | -- | -- | 0.064255 | 0.0051603 | 0.028834 | 0.019194 | 0.01431 | 0.13175 | 48.7687 | 3.9167 | 21.8847 | 14.5684 | 10.8615
CRW DWTP - Finished water |  | 13:15 | 0.0121 | 1.4 | 1.2143 | 2.295 | 1.6164 | 0.017857 | 0.074888 | 0.03108 | 0.036681 | 0.007978 | 0.025225 | 0.062968 | 0.041851 | -- | -- | -- | -- | 0.078316 | 0.0059989 | 0.028388 | 0.020717 | 0.0403 | 0.17372 | 45.0816 | 3.4532 | 16.3412 | 11.9258 | 23.1982
Percent relative difference |  |  | 7.7253 | 24 | 10.7042 | 63.3985 | 2.5328 | 9.9033 | 9.5267 | 8.1959 | 19.8047 | 12.0821 | 21.0104 | 102.273 | 43.3799 | -- | -- | -- | -- | 19.7248 | 15.0287 | 1.5588 | 7.6318 | 95.1817 | 27.476 | 7.8576 | 12.5771 | 29.0037 | 19.9488 | 72.442

## App C.QA-DBPs
Appendix C. Quality-assurance data for disinfection by-products in finished water.
[All concentrations reported in mg/L. Percent relative difference values greater than 20 percent are bolded red. Abbreiviations: mg/L, milligrams per liter; CRW, Clackamas River Water; LO, City of Lake Oswego; DWTP, drinking-water treatment plant; --, not applicable or no data collected.]
Sample type/site | Date | time | Chloro-form | Bromo-dichloro-methane | Dibromo-chloro-methane | Bromo-form | THM4 Total Trihalo-methanes | Mono-chloro-acetic acid | Dichloro-acetic acid | Mono-bromo-acetic acid | Trichloro-acetic acid | Dibromo-acetic acid | HAA5 Total Halo-acetic acids
Labortatory Blank Sample
Laboratory blank | 2010-04-14 | 15:08 | <0.001 | <0.001 | <0.001 | <0.001 | -- | <0.002 | <0.001 | <0.001 | <0.001 | <0.001 | --
Standard Reference Sample
Expected | 2010-11-01 | -- | 0.08 | 0.02 | 0.02 | 0.02 | 0.14 | -- | 0.06 | -- | 0.06 | -- | --
Reported by the laboratory |  |  | 0.07 | 0.02 | 0.02 | 0.01 | 0.12 | -- | 0.05 | -- | 0.06 | -- | --
Percent relative difference |  |  | 12.5 | 0 | 0 | 50 | 14.2857 | -- | 16.6667 | -- | 0 | -- | --
Field Replicate Samples
CRW DWTP - Finished water | 2010-04-14 | 13:45 | 0.0179 | 0.001 | <0.001 | <0.001 | 0.0189 | <0.002 | 0.0116 | <0.001 | 0.0115 | <0.001 | 0.0231
|  | 13:46 | 0.0222 | 0.0012 | <0.001 | <0.001 | 0.0234 | <0.002 | 0.0119 | <0.001 | 0.0116 | <0.001 | 0.0235
Percent relative difference |  |  | 21.4464 | 18.1818 | 0 | 0 | 21.2766 | 0 | 2.5532 | 0 | 0.8658 | 0 | 1.7167
LO DWTP - Finished water | 2010-05-12 | 13:10 | 0.025 | 0.0011 | <0.001 | <0.001 | 0.0261 | <0.002 | 0.0126 | <0.001 | 0.0114 | <0.001 | 0.024
|  | 13:11 | 0.0254 | 0.0013 | <0.001 | <0.001 | 0.0267 | <0.002 | 0.0128 | <0.001 | 0.0112 | <0.001 | 0.024
Percent relative difference |  |  | 1.5873 | 16.6667 | 0 | 0 | 2.2727 | 0 | 1.5748 | 0 | 1.7699 | 0 | 0
CRW DWTP - Finished water | 2011-05-24 | 11:30 | 0.0155 | 0.001 | <0.001 | <0.001 | 0.0165 | <0.002 | 0.0077 | <0.001 | 0.0081 | <0.001 | 0.0157
|  | 11:31 | 0.0188 | 0.001 | <0.001 | <0.001 | 0.0198 | <0.002 | 0.0074 | <0.001 | 0.0078 | <0.001 | 0.0153
Percent relative difference |  |  | 19.242 | 0 | 0 | 0 | 18.1818 | 0 | 3.9735 | 0 | 3.7736 | 0 | 2.5806
Overall average percent relative difference |  |  | 14.0919 | 11.6162 | 0 | 0 | 13.9104 | 0 | 2.7005 | 0 | 2.1364 | 0 | 1.4325
Temporal Variability Sample
CRW DWTP - Finished water | 2010-10-10 | 12:25 | 0.0229 | 0.0024 | <0.001 | <0.001 | 0.0253 | <0.002 | 0.0091 | <0.001 | 0.0111 | <0.001 | 0.0202
|  | 13:15 | 0.0229 | 0.0022 | <0.001 | <0.001 | 0.0251 | <0.002 | 0.0083 | 0.001 | 0.0085 | <0.001 | 0.0178
Percent relative difference |  |  | 0 | 8.6957 | 0 | 0 | 0.79365 | 0 | 9.1954 | 0 | 26.5306 | 0 | 12.6316

## App D.QA-DBP-FP
Appendix D. Quality-assurance data for disinfection by-product formation potential measurements.
[All concentrations reported in mg/L. Percent relative difference values greater than 20 percent are highlighted in red. Abbreiviations: mg/L, milligrams per liter; THM4, total trihalomethanes; HAA5, total haloacetic acids; CRW, Clackamas River Water; SRM, standard reference material, DHBA, 3,5-dihyroxy benzoic acid; --, not applicable; nd, no data.]
Sample type/site | Date | time | Chloro-form | Bromo-dichloro-methane | Dibromo-chloro-methane | Bromo-form | THM4 | Mono-chloro-acetic acid | Dichloro-acetic acid | Mono-bromo-acetic acid | Trichloro-acetic acid | Dibromo-acetic acid | HAA5
Field Blank Sample
Blind blank | 2010-06-01 | -- | 0.0024 | <0.001 | <0.001 | <0.001 | 0.0024 | <0.002 | <0.001 | <0.001 | <0.001 | <0.001 | --
Field Replicates (Filtered Samples)
CRW - Source water | 2010-05-12 | 10:00 | 0.0552 | 0.0439 | 0.0285 | 0.0026 | 0.1302 | <0.002 | 0.0175 | <0.001 | 0.0149 | 0.004 | 0.0364
CRW - Source water |  | 10:01 | 0.0601 | 0.0423 | 0.0232 | 0.0021 | 0.1277 | <0.002 | 0.0182 | <0.001 | 0.0163 | 0.0037 | 0.0382
Percent relative difference |  |  | 8.4996 | 3.7123 | 20.5029 | 21.2766 | 1.9387 |  | 3.9216 |  | 8.9744 | 7.7922 | 4.8257
Northfork Reservoir | 2010-08-04 | 1:30 | 0.0543 | 0.0102 | 0.0018 | <0.001 | 0.0663 | <0.002 | 0.0169 | <0.001 | 0.0195 | <0.001 | 0.0364
Northfork Reservoir |  | 1:31 | 0.0538 | 0.0101 | 0.0018 | <0.001 | 0.0657 | <0.002 | 0.0179 | <0.001 | 0.0191 | <0.001 | 0.037
Percent relative difference |  |  | 0.92507 | 0.98522 | 0 | 0 | 0.90909 | 0 | 5.7471 | 0 | 2.0725 | 0 | 1.6349
CRW - Source water | 2010-10-10 | 11:30 | 0.1058 | 0.0382 | 0.0073 | <0.001 | 0.1513 | <0.002 | 0.0358 | <0.001 | 0.0266 | 0.0014 | 0.0638
CRW - Source water |  | 11:31 | 0.1096 | 0.0343 | 0.0057 | <0.001 | 0.1496 | <0.002 | 0.0362 | <0.001 | 0.0344 | 0.0012 | 0.0718
Percent relative difference |  |  | 3.5283 | 10.7586 | 24.6154 | 0 | 1.1299 | 0 | 1.1111 | 0 | 25.5738 | 15.3846 | 11.7994
CRW - Source water | 2011-09-09 | 9:00 | 0.0657 | 0.0575 | 0.029 | 0.0047 | 0.1569 | <0.002 | 0.0121 | <0.001 | 0.0094 | 0.0044 | 0.0258
CRW - Source water |  | 9:01 | 0.0357 | 0.0536 | 0.0355 | 0.0067 | 0.1316 | 0.0026 | 0.0095 | 0.0011 | 0.0053 | 0.0049 | 0.0232
Percent relative difference |  |  | 59.1716 | 7.0207 | 20.155 | 35.0877 | 17.539 | a26 | 24.0741 | a10 | 55.7823 | 10.7527 | 10.6122
Overall average percent relative difference |  |  | 18.0311 | 5.6192 | 16.3183 | 14.0911 | 5.3792 | 0 | 8.7135 | 0 | 23.1007 | 8.4824 | 7.2181
Field Replicates (Unfiltered Samples)
CRW - Source water | 2010-05-12 | 10:00 | 0.053 | 0.0473 | 0.0354 | 0.0042 | 0.1399 | <0.002 | 0.0182 | <0.001 | 0.0172 | 0.0052 | 0.0406
CRW - Source water |  | 10:01 | 0.0549 | 0.0496 | 0.0359 | 0.0044 | 0.1448 | <0.002 | 0.0188 | 0.0012 | 0.0176 | 0.0056 | 0.0432
Percent relative difference |  |  | 3.5218 | 4.7472 | 1.4025 | 4.6512 | 3.4422 | 0 | 3.2432 | a18 | 2.2989 | 7.4074 | 6.2053
CRW - Source water | 2010-10-10 | 11:30 | 0.1413 | 0.0338 | 0.0087 | <0.001 | 0.1838 | 0.0053 | 0.0562 | <0.001 | 0.0908 | 0.0015 | 0.1538
CRW - Source water |  | 11:31 | 0.1412 | 0.0371 | 0.0066 | <0.001 | 0.1849 | 0.0034 | 0.0509 | <0.001 | 0.0832 | 0.0012 | 0.1387
Percent relative difference |  |  | 0.070796 | 9.3089 | 27.451 | 0 | 0.59669 | 43.6782 | 9.8973 | 0 | 8.7356 | 22.2222 | 10.3248
CRW - Source water | 2011-09-09 | 9:00 | 0.0319 | 0.0487 | 0.0322 | 0.0062 | 0.119 | <0.002 | 0.0094 | 0.001 | 0.0049 | 0.0048 | 0.0202
CRW - Source water |  | 9:01 | 0.0553 | 0.0571 | 0.0333 | 0.0057 | 0.1514 | <0.002 | 0.011 | 0.0011 | 0.0079 | 0.005 | 0.025
Percent relative difference |  |  | 53.6697 | 15.879 | 3.3588 | 8.4034 | 23.9645 | 0 | 15.6863 | 9.5238 | 46.875 | 4.0816 | 21.2389
Overall average percent relative difference |  |  | 19.0874 | 9.9784 | 10.7374 | 4.3515 | 9.3345 | 14.5594 | 9.6089 | 4.7619 | 19.3032 | 11.2371 | 12.5897
bStandard Reference Sample
Expected | 2010-06-01 | -- | 0.119 | -- | -- | -- | -- | -- | -- | -- | -- | -- | --
Reported by the laboratory |  |  | 0.105 | -- | -- | -- | -- | -- | -- | -- | -- | -- | --
Percent relative difference |  |  | 11.7647 | -- | -- | -- | -- | -- | -- | -- | -- | -- | --
Expected | 2010-08-24 | -- | 0.119 | -- | -- | -- | -- | -- | -- | -- | -- | -- | --
Reported by the laboratory |  |  | 0.14 | -- | -- | -- | -- | -- | -- | -- | -- | -- | --
Percent relative difference |  |  | 17.6471 | -- | -- | -- | -- | -- | -- | -- | -- | -- | --
Expected | 2010-09-21 | -- | 0.119 | -- | -- | -- | -- | -- | -- | -- | -- | -- | --
Reported by the laboratory |  |  | 0.1168 | -- | -- | -- | -- | -- | -- | -- | -- | -- | --
Percent relative difference |  |  | 1.8487 | -- | -- | -- | -- | -- | -- | -- | -- | -- | --
Expected | 2010-09-21 | -- | 0.119 | -- | -- | -- | -- | -- | -- | -- | -- | -- | --
Reported by the laboratory |  |  | 0.1188 | -- | -- | -- | -- | -- | -- | -- | -- | --
Percent relative difference |  |  | 0.16807 | -- | -- | -- | -- | -- | -- | -- | -- | -- | --
Expected | 2010-10-10 | -- | 0.119 | -- | -- | -- | -- | -- | -- | -- | -- | -- | --
Reported by the laboratory |  |  | 0.1178 | -- | -- | -- | -- | -- | -- | -- | -- | -- | --
Percent relative difference |  |  | 1.0084 | -- | -- | -- | -- | -- | -- | -- | -- | -- | --
Expected | 2011-10-04 | -- | 0.119 | -- | -- | -- | -- | -- | -- | -- | -- | -- | --
Reported by the laboratory |  |  | 0.1367 | -- | -- | -- | -- | -- | -- | -- | -- | -- | --
Percent relative difference |  |  | 14.8739 | -- | -- | -- | -- | -- | -- | -- | -- | -- | --
Expected | 2011-10-19 | -- | 0.119 | -- | -- | -- | -- | -- | -- | -- | -- | -- | -- | `
Reported by the laboratory |  |  | 0.1282 | -- | -- | -- | -- | -- | -- | -- | -- | -- | --
Percent relative difference |  |  | 7.7311 | -- | -- | -- | -- | -- | -- | -- | -- | -- | --
Overall average percent relative difference |  |  | 7.8631 | -- | -- | -- | -- | -- | -- | -- | -- | -- | --
a Cases where compound was detected in only one of two replicate samples, the percent relative difference was calculated using the laboratory detction limit for the sample where the reported concentration was less than the detection limit.
bA standard solution of DBHA was made up, chloinated, quenched and analyzed for THMs and HAAS following the same method as all other samples. See methods for details.

## App E.QA-Nutrients
Appendix E. Quality-assurance data for nutrients and total particulate carbon.
[Concentrations in mg/L. See table 6 for parameter definitions. Additional QA data for dissolved organic carbon (DOC) is presented in Appendix A. Abbreviations: mg/L, milligrams per liter; CRW, Clackamas River Water; LO, City of Lake Oswego; OHSU, Oregon Health and Sciences University Laboratory; USGS, US Geological Survey National Water-Quality Laboratory.]
Laboratory
|  |  | OHSU | [7 empty] | USGS
Nutrients
Site | Date | Time | SRP | TP | Si | NO2+ NO3 | NO2 | NH4 | TN |  | TPN | TPC
Laboratory Replicate Samples
Deep Creek @ Hwy 224 | 2010-05-11 | 11:00 | 0.027 | 0.022719 | 6.775 | 1.17 | 0.004 | 0.02 | 1.4967 |  | 0.029 | 0.527
|  | 11:01 | 0.028 | <0.019 | 6.826 | 1.137 | 0.003 | 0.009 | 1.2577 |  | 0.026 | 0.428
Percent relative difference |  |  | 3.6364 | a18 | 0.74994 | 2.8609 | 28.5714 | 75.8621 | 17.3529 |  | 10.9091 | 20.733
LO DWTP - Source water | 2011-08-02 | 11:40 | 0.014 | 0.015 | 4.51 | 0.024 | 0.006 | 0.005 | 0.056 |  | 0.019 | 0.146
|  | 11:45 | 0.0035 | 0.015 | 6.13 | 0.025 | 0.001 | 0.007 | 0.081 |  | 0.033 | 0.22
Percent relative difference |  |  | 120 | 0 | 30.4511 | 4.0816 | 142.8571 | 33.3333 | 36.4964 |  | 53.8462 | 40.4372
CRW DWTP - Source water | 2011-09-09 | 9:00 | 0.014 | 0.015 | 8.85 | 0.008 | 0.001 | 0.002 | 0.047 |  | 0.037 | 0.175
|  | 9:01 | 0.013 | 0.012 | 8.45 | 0.008 | 0.001 | 0.002 | 0.035 |  | 0.025 | 0.204
Percent relative difference |  |  | 7.4074 | 22.2222 | 4.6243 | 0 | 0 | 0 | 29.2683 |  | 38.7097 | 15.3034
Overall average percent relative difference |  |  | 43.6813 | 11.1111 | 11.9418 | 2.3142 | 57.1429 | 36.3985 | 27.7058 |  | 34.4883 | 25.4912
Field Replicate Samples
CRW DWTP - Source water | 2010-10-10 | 11:30 | 0.019 | <0.019 | 8.45 | 0.091 | 0.002 | 0.013 | 0.19026 |  | 0.111 | 0.978
|  | 12:05 | 0.019 | 0.03431 | 8.42 | 0.093 | 0.002 | 0.011 | 0.17283 |  | 0.099 | 0.933
Percent relative difference |  |  | 0 | a57 | 0.35566 | 2.1739 | 0 | 16.6667 | 9.6009 |  | 11.4286 | 4.7096
Clackamas River at Carter Bridge | 2011-01-18 | 11:30 | 0.01 | 0.033383 | 5.78 | 0.02 | 0.001 | 0.002 | 0.042 |  | 0.036 | 0.917
|  | 11:30 | 0.019 | 0.040338 | 2.46 | 0.021 | 0.001 | 0.007 | 0.15057 |  | 0.031 | 0.909
Percent relative difference |  |  | 62.069 | 18.8679 | 80.5825 | 4.878 | 0 | 111.1111 | 112.759 |  | 14.9254 | 0.87623
Clackamas River at Estacada | 2011-03-16 | 10:45 | 0.011 | <0.019 | 7.36 | 0.035 | 0.001 | 0.007 | 0.19698 |  | 0.032 | 0.22
|  | 10:46 | 0.009 | <0.019 | 7.41 | 0.038 | 0.002 | 0.002 | 0.14532 |  | 0.0085 | 0.262
Percent relative difference |  |  | 20 | 0 | 0.67705 | 8.2192 | 66.6667 | 111.1111 | 30.184 |  | 116.0494 | 17.4274
Overall average percent relative difference |  |  | 27.3563 | 9.434 | 27.2051 | 5.0904 | 22.2222 | 79.6296 | 50.848 | #DIV/0! | 47.4678 | 7.6711
a Cases where a compound was detected in only one of two replicate samples, the percent relative difference was calculated using the laboratory detction limit for the sample where the reported concentration was less than the detection limit.

## F1.Optical Properties Corrs
Appendix Table F1. Spearman rank correlations (rho values) between optical properties and select environmental variables.
[Includes all regular watershed main-stem, tributary, and reservoir samples (n=111), but does not include calibration samples or algae grab sample from North Fork Reservoir. Variables defined in table 6. Probability values associated with rho values having probabilities of 0.05, 0.01, and 0.001 are bolded and/or color coded according to the table in the explanation.]
Variables | Flow | Temp | SC | DO | DO% | pH | Turbidity | Chla_susp | Phae | Chl:Pha | DOC | TPC | TOC | %C as POC | A254 | SUVA | 275-295 slope | 290-350 slope | 350-400 slope | SR (275-295/350-400) | PEAK_A | PEAK_C | PEAK_M | PEAK_D | PEAK_B | PEAK_T | PEAK_N | FDOM | FI | HI | C1 | C2 | C3 | C4 | C5 | Total C Loading | % C1 | % C2 | % C3 | % C4 | % C5 | SRP | TP | Si | NO3 | NO2 | NH4 | DIN | TPN | TN
Flow
Temp | -0.6075
SC | -0.51954 | 0.4962 | [7 empty] | Explanation
DO | 0.6364 | -0.9282 | -0.52831 | [6 empty] | P< | rho
DO% | 0.25307 | -0.26786 | -0.27321 | 0.58763 | [5 empty] | 0.05 | 0.18653 | -0.18653
pH | -0.27173 | 0.12843 | 0.20433 | 0.011691 | 0.38517 |  |  |  |  | 0.01 | 0.24358 | -0.24358
Turbidity | 0.54647 | -0.18912 | -0.16106 | 0.23061 | 0.12391 | -0.49122 |  |  |  | 0.001 | 0.30826 | -0.30826
Chla_susp | -0.24974 | 0.37185 | 0.29145 | -0.31506 | -0.080058 | -0.15765 | 0.19433
Phae | -0.24017 | 0.26688 | 0.16557 | -0.20523 | 0.021497 | -0.16054 | 0.33807 | 0.63168
Chl:Pha | 0.03559 | -0.044768 | -0.045273 | 0.010632 | -0.093428 | -0.05459 | -0.050453 | 0.078603 | -0.14238
DOC | 0.079193 | -0.025805 | 0.10987 | 0.078444 | 0.094805 | -0.46438 | 0.72071 | 0.52656 | 0.63179 | -0.057293
TPC | 0.053953 | 0.070247 | 0.10176 | -0.050558 | -0.027254 | -0.41443 | 0.72989 | 0.58679 | 0.65331 | -0.022404 | 0.8687
TOC | 0.070978 | 0.014699 | 0.11006 | 0.025514 | 0.045414 | -0.45844 | 0.74883 | 0.57016 | 0.66224 | -0.044188 | 0.97698 | 0.95437
%C as POC | 0.16503 | 0.13065 | -0.020331 | -0.17283 | -0.23007 | -0.29625 | 0.40549 | 0.46279 | 0.30688 | 0.091002 | 0.28356 | 0.58893 | 0.42459
A254 | 0.17774 | -0.098127 | 0.035673 | 0.13824 | 0.087901 | -0.47032 | 0.79084 | 0.4584 | 0.62543 | -0.026921 | 0.96242 | 0.90282 | 0.96902 | 0.31989
SUVA | 0.68751 | -0.58433 | -0.3267 | 0.60162 | 0.1987 | -0.3949 | 0.59704 | 6.2687e-05 | 0.10107 | 0.11771 | 0.49261 | 0.35742 | 0.4509 | 0.14045 | 0.58716
275-295 slope | -0.209 | 0.24457 | 0.02462 | -0.21623 | 0.03623 | 0.26632 | -0.37493 | -0.15818 | -0.31367 | 0.02503 | -0.40195 | -0.29776 | -0.37055 | -0.10606 | -0.42052 | -0.36837
290-350 slope | -0.18752 | 0.1508 | 0.076573 | -0.12235 | 0.052601 | 0.14586 | -0.29214 | -0.060884 | -0.15761 | -0.022117 | -0.2017 | -0.18688 | -0.20208 | -0.14358 | -0.2401 | -0.21198 | 0.86131
350-400 slope | 0.24501 | -0.28663 | -0.16676 | 0.34958 | 0.35162 | -0.014722 | 0.16501 | 0.030496 | -0.044701 | -0.06169 | 0.11913 | 0.022596 | 0.081548 | -0.064113 | 0.1104 | 0.29472 | 0.19561 | 0.26598
SR (275-295/350-400) | -0.30649 | 0.38592 | 0.13341 | -0.41536 | -0.26181 | 0.18454 | -0.36253 | -0.13504 | -0.18158 | 0.066283 | -0.36702 | -0.22485 | -0.31809 | -0.03043 | -0.37722 | -0.46653 | 0.3335 | 0.12111 | -0.77378
PEAK_A | 0.0010159 | 0.041526 | 0.24406 | 0.0038306 | 0.050631 | -0.42577 | 0.68623 | 0.50674 | 0.56054 | -0.056991 | 0.96246 | 0.849 | 0.94586 | 0.2761 | 0.92334 | 0.43805 | -0.36215 | -0.17378 | 0.11239 | -0.3338
PEAK_C | 0.026306 | 0.017918 | 0.23187 | 0.030128 | 0.065127 | -0.43229 | 0.69519 | 0.51755 | 0.58616 | -0.059564 | 0.97713 | 0.8537 | 0.95674 | 0.27096 | 0.94172 | 0.47105 | -0.3855 | -0.1849 | 0.11808 | -0.35432 | 0.99627
PEAK_M | -0.040027 | 0.068863 | 0.26312 | -0.030183 | 0.026212 | -0.41434 | 0.66859 | 0.51938 | 0.57468 | -0.05539 | 0.95976 | 0.85246 | 0.94573 | 0.2766 | 0.91454 | 0.3948 | -0.35402 | -0.1696 | 0.095745 | -0.31551 | 0.99749 | 0.992
PEAK_D | 0.066304 | -0.018179 | 0.19379 | 0.069931 | 0.090973 | -0.44632 | 0.7114 | 0.50773 | 0.58782 | -0.061019 | 0.98467 | 0.85413 | 0.96146 | 0.2693 | 0.95434 | 0.50856 | -0.39633 | -0.19052 | 0.13308 | -0.37311 | 0.9879 | 0.99674 | 0.98064
PEAK_B | -0.051733 | 0.090131 | 0.12165 | -0.06383 | -0.0057881 | -0.38804 | 0.71003 | 0.49331 | 0.68119 | -0.050354 | 0.88732 | 0.90579 | 0.92502 | 0.36546 | 0.90929 | 0.29987 | -0.34807 | -0.19759 | 0.018165 | -0.24422 | 0.87682 | 0.87761 | 0.88859 | 0.87116
PEAK_T | -0.096827 | 0.089295 | 0.17917 | -0.052702 | 0.019717 | -0.39148 | 0.65861 | 0.53798 | 0.66695 | -0.059604 | 0.91991 | 0.88608 | 0.93619 | 0.333 | 0.89952 | 0.29658 | -0.34926 | -0.17152 | 0.036179 | -0.26627 | 0.92733 | 0.92531 | 0.93909 | 0.91491 | 0.96186
PEAK_N | -0.087064 | 0.10071 | 0.25195 | -0.065063 | 0.0091674 | -0.4053 | 0.65618 | 0.52676 | 0.59221 | -0.055132 | 0.94361 | 0.86431 | 0.94109 | 0.29813 | 0.90045 | 0.33733 | -0.33482 | -0.1613 | 0.0712 | -0.2833 | 0.98644 | 0.97619 | 0.99327 | 0.961 | 0.91368 | 0.96443
FDOM | 0.034785 | 0.0090038 | 0.22564 | 0.041591 | 0.07664 | -0.43315 | 0.69583 | 0.52083 | 0.5948 | -0.061737 | 0.98165 | 0.85385 | 0.95952 | 0.26857 | 0.94694 | 0.48248 | -0.39122 | -0.18581 | 0.12178 | -0.36116 | 0.99187 | 0.99896 | 0.98655 | 0.99892 | 0.87446 | 0.92136 | 0.9686
FI | -0.54166 | 0.53671 | 0.73836 | -0.55101 | -0.25413 | 0.081961 | -0.10743 | 0.32612 | 0.40913 | -0.10524 | 0.18036 | 0.11315 | 0.15746 | -0.0014293 | 0.082583 | -0.31946 | -0.14863 | -0.00039499 | -0.27376 | 0.13232 | 0.25136 | 0.24946 | 0.2728 | 0.21841 | 0.20903 | 0.26422 | 0.27992 | 0.24829
HI | -0.14273 | 0.11343 | 0.41648 | -0.041155 | 0.17479 | 0.18633 | -0.17791 | 0.16632 | 0.058615 | -0.15846 | 0.069996 | -0.094387 | 0.0015448 | -0.2612 | 0.00063894 | 0.026617 | -0.01027 | 0.082661 | 0.19372 | -0.1718 | 0.13693 | 0.14875 | 0.11082 | 0.15274 | -0.17363 | -0.093883 | 0.047678 | 0.15723 | 0.27952
C1 | -0.071382 | 0.092431 | 0.26732 | -0.061042 | 0.0012332 | -0.40345 | 0.63986 | 0.48314 | 0.50897 | -0.046911 | 0.91133 | 0.82093 | 0.90295 | 0.27924 | 0.86147 | 0.344 | -0.31007 | -0.15136 | 0.086561 | -0.27785 | 0.98283 | 0.96395 | 0.98686 | 0.94403 | 0.85906 | 0.91706 | 0.98811 | 0.95237 | 0.25938 | 0.092003
C2 | 0.10708 | -0.04885 | 0.15602 | 0.10162 | 0.10078 | -0.46143 | 0.73877 | 0.48922 | 0.57502 | -0.052287 | 0.98246 | 0.85798 | 0.96179 | 0.27538 | 0.96286 | 0.54297 | -0.40255 | -0.19914 | 0.13895 | -0.3817 | 0.98364 | 0.99252 | 0.9743 | 0.99754 | 0.87165 | 0.90912 | 0.95443 | 0.99469 | 0.18169 | 0.13043 | 0.93881
C3 | 0.033074 | 0.018328 | 0.23854 | 0.032864 | 0.070717 | -0.42735 | 0.70068 | 0.51705 | 0.58521 | -0.060448 | 0.97486 | 0.85461 | 0.95575 | 0.27133 | 0.94388 | 0.47751 | -0.38585 | -0.18475 | 0.11763 | -0.35428 | 0.99443 | 0.9991 | 0.9888 | 0.99662 | 0.87733 | 0.92103 | 0.97173 | 0.99865 | 0.25281 | 0.15789 | 0.95911 | 0.99372
C4 | 0.019024 | 0.025232 | 0.23888 | 0.022944 | 0.061262 | -0.42871 | 0.69273 | 0.5298 | 0.60422 | -0.061108 | 0.98143 | 0.85457 | 0.9597 | 0.26819 | 0.94428 | 0.46571 | -0.39204 | -0.18786 | 0.11359 | -0.35554 | 0.99196 | 0.99858 | 0.989 | 0.9964 | 0.88124 | 0.92584 | 0.97202 | 0.99878 | 0.26272 | 0.14608 | 0.9548 | 0.99192 | 0.99828
C5 | -0.056123 | 0.078594 | 0.11714 | -0.049743 | 0.0046868 | -0.38529 | 0.69747 | 0.51109 | 0.68543 | -0.040123 | 0.8894 | 0.91598 | 0.93067 | 0.3692 | 0.91114 | 0.30516 | -0.34331 | -0.19069 | 0.014471 | -0.24428 | 0.87899 | 0.88061 | 0.89099 | 0.87385 | 0.98646 | 0.98128 | 0.92095 | 0.87777 | 0.20678 | -0.1793 | 0.8615 | 0.87299 | 0.87813 | 0.88244
Total C Loading | -0.008406 | 0.045905 | 0.22544 | -0.003919 | 0.040865 | -0.42845 | 0.7009 | 0.51667 | 0.59174 | -0.053358 | 0.96747 | 0.87489 | 0.96004 | 0.29585 | 0.93759 | 0.42421 | -0.36674 | -0.18145 | 0.09634 | -0.32433 | 0.99665 | 0.99384 | 0.99688 | 0.98571 | 0.9103 | 0.95193 | 0.99245 | 0.98968 | 0.24723 | 0.082368 | 0.97949 | 0.98266 | 0.99211 | 0.99101 | 0.91376
% C1 | -0.07401 | 0.12052 | 0.44564 | -0.088127 | -0.043619 | -0.1635 | 0.32727 | 0.35931 | 0.28612 | 0.01011 | 0.54699 | 0.448 | 0.52269 | 0.14879 | 0.48477 | 0.23114 | -0.22057 | -0.078668 | 0.045048 | -0.19078 | 0.68975 | 0.65915 | 0.69774 | 0.61762 | 0.46433 | 0.58403 | 0.69254 | 0.6371 | 0.34388 | 0.21897 | 0.74276 | 0.60595 | 0.65056 | 0.64597 | 0.49353 | 0.66829
% C2 | 0.55402 | -0.6865 | -0.46072 | 0.70831 | 0.36708 | -0.058048 | 0.09918 | -0.2938 | -0.23294 | -0.01321 | -0.020332 | -0.13866 | -0.071978 | -0.23304 | 0.055405 | 0.58432 | -0.10147 | -0.034618 | 0.30729 | -0.32122 | -0.10584 | -0.066192 | -0.15676 | -0.0090347 | -0.27533 | -0.27318 | -0.22356 | -0.042708 | -0.49539 | 0.34478 | -0.20504 | 0.024841 | -0.052995 | -0.069369 | -0.2665 | -0.13181 | -0.31799
% C3 | 0.23995 | -0.25302 | -0.10669 | 0.30225 | 0.24944 | 0.12935 | -0.12494 | -0.16079 | -0.20367 | -0.073663 | -0.15859 | -0.23997 | -0.19896 | -0.24545 | -0.12201 | 0.25305 | 0.011527 | 0.012065 | 0.16295 | -0.12634 | -0.17944 | -0.14911 | -0.23033 | -0.11588 | -0.39602 | -0.39006 | -0.29914 | -0.13094 | -0.12919 | 0.64388 | -0.26385 | -0.10373 | -0.12846 | -0.15235 | -0.39962 | -0.22057 | -0.31563 | 0.77914
% C4 | 0.11438 | -0.16644 | -0.11155 | 0.17243 | 0.10853 | 0.15967 | -0.27885 | -0.13247 | -0.13537 | -0.078729 | -0.23456 | -0.35491 | -0.29426 | -0.36891 | -0.23328 | 0.077566 | 0.0042476 | 0.021993 | 0.15225 | -0.12261 | -0.31579 | -0.27536 | -0.33866 | -0.24314 | -0.46368 | -0.48714 | -0.41222 | -0.25597 | -0.11274 | 0.59163 | -0.4019 | -0.24006 | -0.26602 | -0.25848 | -0.48765 | -0.34826 | -0.38382 | 0.62066 | 0.73868
% C5 | -0.31167 | 0.35439 | -0.042827 | -0.40866 | -0.25848 | 0.035752 | -0.13372 | -0.022045 | 0.023072 | 0.052785 | -0.23596 | -0.048796 | -0.16326 | 0.20437 | -0.23979 | -0.53117 | 0.18882 | 0.057343 | -0.27133 | 0.35409 | -0.26762 | -0.28734 | -0.22388 | -0.30548 | 0.094271 | 0.014435 | -0.14205 | -0.29504 | 0.052117 | -0.74107 | -0.20265 | -0.31736 | -0.29832 | -0.28039 | 0.078849 | -0.21502 | -0.3183 | -0.70277 | -0.74259 | -0.59438
SRP | -0.17089 | 0.15202 | 0.66171 | -0.12408 | -0.0028547 | -0.078395 | 0.37287 | 0.45205 | 0.42714 | -0.10313 | 0.63182 | 0.62622 | 0.65059 | 0.15333 | 0.61415 | 0.13535 | -0.1698 | -0.0035976 | 0.045993 | -0.18413 | 0.70598 | 0.70436 | 0.70774 | 0.69237 | 0.61965 | 0.65371 | 0.69646 | 0.70387 | 0.40587 | 0.34632 | 0.6871 | 0.67673 | 0.71035 | 0.70404 | 0.62312 | 0.70191 | 0.57856 | -0.16409 | -0.098158 | -0.18985 | -0.2378
TP | -0.03013 | 0.12841 | 0.34036 | -0.10052 | -0.025103 | -0.32965 | 0.69737 | 0.53197 | 0.51215 | -0.063495 | 0.86422 | 0.90331 | 0.91003 | 0.36813 | 0.85316 | 0.27463 | -0.26044 | -0.14168 | 0.038551 | -0.20634 | 0.89645 | 0.89249 | 0.90056 | 0.88293 | 0.85612 | 0.87416 | 0.90137 | 0.88923 | 0.23857 | 0.076812 | 0.88203 | 0.87965 | 0.89494 | 0.89199 | 0.86619 | 0.90668 | 0.55218 | -0.16436 | -0.1855 | -0.31991 | -0.14417 | 0.79183
Si | -0.42909 | 0.3983 | 0.6314 | -0.438 | -0.25324 | 0.084901 | -0.16374 | 0.084855 | 0.099698 | 0.025132 | -0.010187 | -0.016039 | -0.013049 | -0.025791 | -0.042811 | -0.25636 | -0.14918 | -0.16014 | -0.32869 | 0.23684 | 0.05316 | 0.054797 | 0.067444 | 0.037706 | 0.017771 | 0.027913 | 0.057771 | 0.057591 | 0.62166 | 0.15429 | 0.052866 | 0.016159 | 0.063949 | 0.068797 | 0.0017181 | 0.047076 | 0.095471 | -0.30811 | -0.052521 | -0.014691 | 0.08673 | 0.20087 | 0.090663
NO3 | -0.081681 | 0.024743 | 0.60878 | -0.016915 | -0.043253 | -0.18656 | 0.3371 | 0.41944 | 0.3544 | 0.0038945 | 0.59501 | 0.5302 | 0.58704 | 0.17855 | 0.57277 | 0.2532 | -0.29408 | -0.056311 | -0.0017164 | -0.20906 | 0.69514 | 0.69622 | 0.69236 | 0.67595 | 0.5595 | 0.64997 | 0.67959 | 0.69256 | 0.44869 | 0.27113 | 0.67433 | 0.66181 | 0.70361 | 0.69396 | 0.58369 | 0.68627 | 0.67489 | -0.17319 | -0.12778 | -0.29205 | -0.25866 | 0.76894 | 0.64374 | 0.29345
NO2 | -0.036566 | 0.18077 | 0.17628 | -0.17603 | -0.11088 | -0.28133 | 0.52457 | 0.51214 | 0.43169 | -0.01626 | 0.61458 | 0.70521 | 0.67422 | 0.3358 | 0.64701 | 0.12291 | -0.02115 | 0.1149 | 0.0068404 | -0.15005 | 0.61992 | 0.61879 | 0.63383 | 0.60753 | 0.71013 | 0.68602 | 0.65226 | 0.61453 | 0.13344 | -0.11193 | 0.61296 | 0.60538 | 0.62085 | 0.62346 | 0.71667 | 0.64722 | 0.37864 | -0.26307 | -0.29442 | -0.34381 | 0.070514 | 0.50999 | 0.69276 | -0.11238 | 0.47878
NH4 | -0.030985 | 0.11617 | 0.055293 | -0.090412 | -0.05658 | -0.0034689 | 0.31137 | 0.25975 | 0.33167 | -0.032387 | 0.39562 | 0.41803 | 0.41854 | 0.28127 | 0.39199 | 0.08221 | -0.13629 | -0.030863 | -0.080538 | -0.076249 | 0.40256 | 0.3972 | 0.41282 | 0.38254 | 0.47317 | 0.47086 | 0.4343 | 0.38958 | 0.03568 | -0.11563 | 0.40746 | 0.38264 | 0.3957 | 0.40004 | 0.4703 | 0.42039 | 0.28256 | -0.22673 | -0.27563 | -0.27885 | 0.095496 | 0.30832 | 0.42214 | -0.14293 | 0.29627 | 0.37976
DIN | -0.082926 | 0.04037 | 0.61056 | -0.029449 | -0.041016 | -0.18271 | 0.34506 | 0.4295 | 0.36436 | 0.0050667 | 0.60044 | 0.53875 | 0.594 | 0.18945 | 0.57585 | 0.24111 | -0.28598 | -0.051731 | -0.008443 | -0.19898 | 0.69963 | 0.70002 | 0.69752 | 0.67949 | 0.56916 | 0.65849 | 0.68604 | 0.69622 | 0.44973 | 0.26891 | 0.67998 | 0.66492 | 0.70747 | 0.69781 | 0.59237 | 0.69148 | 0.67691 | -0.1855 | -0.13827 | -0.3044 | -0.24694 | 0.77418 | 0.65211 | 0.29224 | 0.9949 | 0.48394 | 0.32374
TPN | -0.020928 | 0.16605 | 0.17228 | -0.14716 | -0.07752 | -0.3717 | 0.66185 | 0.632 | 0.66665 | -0.027592 | 0.83587 | 0.98121 | 0.92649 | 0.57515 | 0.86891 | 0.28947 | -0.26446 | -0.16279 | -0.040078 | -0.14888 | 0.82385 | 0.82772 | 0.82964 | 0.82572 | 0.88509 | 0.85998 | 0.84202 | 0.82801 | 0.17098 | -0.045897 | 0.79807 | 0.82614 | 0.83 | 0.83013 | 0.8915 | 0.84936 | 0.45102 | -0.1886 | -0.23952 | -0.33207 | -0.037253 | 0.65064 | 0.88896 | 0.034919 | 0.52834 | 0.7127 | 0.40675 | 0.53916
TN | -0.12533 | 0.072038 | 0.53076 | -0.064716 | -0.0666 | -0.27087 | 0.45134 | 0.52267 | 0.49578 | -0.010738 | 0.75102 | 0.71731 | 0.76168 | 0.26371 | 0.72838 | 0.26047 | -0.31613 | -0.09267 | -0.019785 | -0.20921 | 0.82346 | 0.8245 | 0.82818 | 0.8042 | 0.7404 | 0.81315 | 0.82589 | 0.82039 | 0.41884 | 0.16996 | 0.80439 | 0.79002 | 0.82843 | 0.82479 | 0.76434 | 0.82616 | 0.67245 | -0.22755 | -0.21283 | -0.34822 | -0.18195 | 0.80133 | 0.79593 | 0.24188 | 0.9554 | 0.60304 | 0.38336 | 0.95175 | 0.71128

## F2.In-situ FDOM Corr (1 of 2)
Appendix Table F2. Spearman rank correlations (rho values) between in-situ FDOM and select environmental variables (1 of 2).
[includes CRW source water samples (n=25), including calibration samples, but no finished water. Variables defined in table 6. Probability values associated with rho values having probabilities of 0.05, 0.01, and 0.001 are bolded and/or color coded according to the table in the explanation.]
Variables | FDOM in-situ | Flow | Temp | SC | DO | DO% | pH | Turbidity | Chla | DOC | A254 | ABS | SUVA | 275-295 slope | 290-350 slope | 350-400 slope | SR (275-295/350-400) | PEAK_A | PEAK_C | PEAK_M | PEAK_D | PEAK_B | PEAK_T | PEAK_N | FDOM | FI | HI | C1 | C2 | C3 | C4 | C5 | Total C Loading | % C1 | % C2 | % C3 | % C4 | % C5
FDOM in-situ
Flow | 0.79733
Temp | -0.63427 | -0.5872 | [8 empty] | Explanation
SC | -0.62183 | -0.77733 | 0.79824 | [7 empty] | P< | Rho
DO | 0.62885 | 0.61977 | -0.94578 | -0.85192 | [6 empty] | 0.05 | 0.39607 | -0.39607
DO% | 0.38816 | 0.42679 | -0.44566 | -0.62999 | 0.70712 | [5 empty] | 0.01 | 0.50514 | -0.50514
pH | -0.45294 | -0.57109 | 0.25281 | 0.32349 | -0.069233 | 0.36145 |  |  |  |  | 0.001 | 0.6178 | -0.6178
Turbidity | 0.561 | 0.81834 | -0.37392 | -0.50975 | 0.39611 | 0.24733 | -0.44537
Chla | 0.68163 | 0.49923 | -0.26705 | -0.18188 | 0.25663 | 0.16223 | -0.23205 | 0.5414
DOC | 0.95783 | 0.82022 | -0.49498 | -0.52593 | 0.47765 | 0.27889 | -0.52869 | 0.62068 | 0.73081
A254 | 0.96625 | 0.87832 | -0.62586 | -0.66139 | 0.63958 | 0.42388 | -0.48462 | 0.69058 | 0.66495 | 0.95621
ABS | 0.96217 | 0.89518 | -0.60405 | -0.67951 | 0.62113 | 0.41804 | -0.50844 | 0.68363 | 0.64869 | 0.9595 | 0.99216
SUVA | 0.82379 | 0.77577 | -0.77279 | -0.80693 | 0.83893 | 0.63063 | -0.27193 | 0.56127 | 0.40528 | 0.70678 | 0.86295 | 0.8624
275-295 slope | -0.35279 | -0.2684 | 0.46029 | 0.24684 | -0.41107 | -0.15789 | 0.049059 | -0.26146 | -0.38037 | -0.30478 | -0.37924 | -0.34291 | -0.37582
290-350 slope | -0.29856 | -0.23493 | 0.40952 | 0.21374 | -0.37112 | -0.15516 | -0.017617 | -0.25843 | -0.36509 | -0.24921 | -0.31843 | -0.28781 | -0.33114 | 0.98233
350-400 slope | 0.15474 | 0.1483 | -0.17425 | -0.34598 | 0.22254 | 0.30532 | -0.040003 | 0.10824 | 0.060547 | 0.09891 | 0.12322 | 0.1396 | 0.18962 | 0.24016 | 0.1948
SR (275-295/350-400) | -0.36945 | -0.30181 | 0.4342 | 0.44659 | -0.44318 | -0.35551 | 0.08988 | -0.28214 | -0.2301 | -0.31071 | -0.4 | -0.36391 | -0.40717 | 0.20394 | 0.18595 | -0.76976
PEAK_A | 0.97107 | 0.82625 | -0.52349 | -0.58252 | 0.54269 | 0.39276 | -0.45446 | 0.62317 | 0.71731 | 0.97079 | 0.97187 | 0.9697 | 0.79438 | -0.33453 | -0.27679 | 0.10537 | -0.33074
PEAK_C | 0.98044 | 0.82703 | -0.53656 | -0.58984 | 0.54865 | 0.38273 | -0.47498 | 0.60739 | 0.71301 | 0.97851 | 0.97436 | 0.97405 | 0.79312 | -0.33665 | -0.2776 | 0.11994 | -0.33866 | 0.99719
PEAK_M | 0.94979 | 0.78802 | -0.47795 | -0.51265 | 0.49429 | 0.36095 | -0.41669 | 0.61762 | 0.75192 | 0.95875 | 0.95024 | 0.94206 | 0.75248 | -0.34219 | -0.2861 | 0.06665 | -0.29946 | 0.99148 | 0.98467
PEAK_D | 0.98167 | 0.83834 | -0.5479 | -0.59995 | 0.55618 | 0.37809 | -0.49486 | 0.60375 | 0.7063 | 0.98147 | 0.97691 | 0.97771 | 0.79424 | -0.33344 | -0.27317 | 0.12403 | -0.33943 | 0.99173 | 0.99791 | 0.97456
PEAK_B | 0.72401 | 0.63884 | -0.30911 | -0.32082 | 0.36832 | 0.36386 | -0.16989 | 0.69711 | 0.72709 | 0.77277 | 0.7887 | 0.76487 | 0.59944 | -0.31918 | -0.29781 | 0.0057349 | -0.27475 | 0.79339 | 0.77171 | 0.83535 | 0.7489
PEAK_T | 0.74409 | 0.613 | -0.19443 | -0.23827 | 0.22517 | 0.2309 | -0.30683 | 0.51823 | 0.72571 | 0.80708 | 0.76052 | 0.74449 | 0.50253 | -0.21166 | -0.17545 | -0.050542 | -0.11148 | 0.83655 | 0.82065 | 0.89065 | 0.8017 | 0.84503
PEAK_N | 0.85948 | 0.6795 | -0.33194 | -0.35451 | 0.35298 | 0.28958 | -0.33814 | 0.55351 | 0.76084 | 0.89019 | 0.85724 | 0.84227 | 0.62761 | -0.28486 | -0.23643 | -0.0080856 | -0.19704 | 0.93114 | 0.91604 | 0.96823 | 0.89751 | 0.85313 | 0.96685
FDOM | 0.98153 | 0.82396 | -0.5326 | -0.58208 | 0.54147 | 0.37202 | -0.48292 | 0.59636 | 0.71174 | 0.98113 | 0.97347 | 0.97356 | 0.78724 | -0.3312 | -0.27119 | 0.11908 | -0.33406 | 0.99427 | 0.99915 | 0.98011 | 0.99929 | 0.7589 | 0.81311 | 0.90865
FI | -0.62178 | -0.70086 | 0.84079 | 0.9025 | -0.87384 | -0.60051 | 0.29645 | -0.39593 | -0.19549 | -0.523 | -0.63253 | -0.63557 | -0.73945 | 0.26592 | 0.24446 | -0.35668 | 0.43026 | -0.537 | -0.55477 | -0.47232 | -0.57337 | -0.29003 | -0.23411 | -0.32415 | -0.55338
HI | -0.30582 | -0.45176 | 0.29676 | 0.18713 | -0.33136 | -0.17953 | 0.14834 | -0.52775 | -0.23798 | -0.31094 | -0.45089 | -0.42936 | -0.49684 | 0.14763 | 0.10689 | 0.31607 | -0.075469 | -0.35508 | -0.32894 | -0.3866 | -0.32236 | -0.5878 | -0.46058 | -0.41169 | -0.31994 | 0.18306
C1 | 0.88113 | 0.7411 | -0.42627 | -0.46929 | 0.44741 | 0.3372 | -0.36542 | 0.60751 | 0.73312 | 0.89091 | 0.88966 | 0.87812 | 0.71066 | -0.3196 | -0.26629 | 0.0029807 | -0.23282 | 0.95331 | 0.93294 | 0.97668 | 0.91338 | 0.83145 | 0.91187 | 0.9797 | 0.92251 | -0.39933 | -0.4268
C2 | 0.97907 | 0.86744 | -0.57623 | -0.64007 | 0.58487 | 0.38977 | -0.51759 | 0.62926 | 0.67873 | 0.97674 | 0.98574 | 0.98971 | 0.82079 | -0.33626 | -0.27523 | 0.134 | -0.35194 | 0.98718 | 0.99335 | 0.96433 | 0.99682 | 0.74247 | 0.77783 | 0.87606 | 0.99431 | -0.60874 | -0.35424 | 0.90139
C3 | 0.98041 | 0.83745 | -0.53921 | -0.60365 | 0.55521 | 0.39306 | -0.47865 | 0.6186 | 0.70265 | 0.97896 | 0.97853 | 0.97976 | 0.80198 | -0.3325 | -0.27502 | 0.12838 | -0.34709 | 0.99507 | 0.99857 | 0.97726 | 0.99799 | 0.7663 | 0.79876 | 0.899 | 0.99836 | -0.56442 | -0.3239 | 0.91981 | 0.99532
C4 | 0.97958 | 0.82283 | -0.53244 | -0.57867 | 0.54465 | 0.38128 | -0.46832 | 0.61849 | 0.72409 | 0.97931 | 0.9743 | 0.97229 | 0.78745 | -0.3416 | -0.28291 | 0.12141 | -0.34458 | 0.99701 | 0.99931 | 0.98661 | 0.99635 | 0.78674 | 0.82434 | 0.91912 | 0.9981 | -0.54489 | -0.33365 | 0.93427 | 0.99117 | 0.99781
C5 | 0.75067 | 0.67754 | -0.27562 | -0.29606 | 0.31014 | 0.26977 | -0.30606 | 0.66383 | 0.74129 | 0.81022 | 0.80691 | 0.78538 | 0.58307 | -0.26713 | -0.23342 | -0.048328 | -0.17357 | 0.83779 | 0.81772 | 0.88839 | 0.79845 | 0.9347 | 0.966 | 0.94238 | 0.80756 | -0.28004 | -0.61511 | 0.90593 | 0.7872 | 0.80179 | 0.82549
Total C Loading | 0.957 | 0.82301 | -0.49858 | -0.54979 | 0.51681 | 0.3724 | -0.44878 | 0.64585 | 0.73951 | 0.96711 | 0.96686 | 0.96167 | 0.77675 | -0.33403 | -0.27809 | 0.077495 | -0.30756 | 0.99542 | 0.99032 | 0.99718 | 0.98285 | 0.83214 | 0.8783 | 0.9548 | 0.98629 | -0.50818 | -0.40926 | 0.96746 | 0.97725 | 0.98536 | 0.99131 | 0.88469
% C1 | 0.099324 | 0.014798 | 0.054852 | 0.063967 | -0.028508 | 0.042792 | 0.16882 | 0.097111 | 0.23978 | 0.079322 | 0.10407 | 0.073296 | 0.10418 | -0.086426 | -0.069145 | -0.27932 | 0.15631 | 0.2365 | 0.17554 | 0.31045 | 0.13027 | 0.29118 | 0.43233 | 0.44713 | 0.1521 | 0.20581 | -0.24262 | 0.49719 | 0.10649 | 0.1466 | 0.17579 | 0.39212 | 0.26729
% C2 | 0.69171 | 0.65397 | -0.81369 | -0.81099 | 0.77102 | 0.38455 | -0.47814 | 0.30151 | 0.22632 | 0.59405 | 0.66308 | 0.67829 | 0.72971 | -0.29835 | -0.24327 | 0.32348 | -0.44208 | 0.57625 | 0.61302 | 0.48586 | 0.64518 | 0.13141 | 0.12951 | 0.2846 | 0.62416 | -0.84198 | -0.0017425 | 0.36512 | 0.67286 | 0.62974 | 0.59981 | 0.14166 | 0.52045 | -0.34325
% C3 | 0.02345 | 0.029554 | -0.23813 | -0.35571 | 0.21232 | 0.087827 | -0.15932 | -0.19328 | -0.27452 | -0.053716 | -0.049846 | -0.010101 | 0.068164 | 0.032218 | 0.023693 | 0.36097 | -0.25092 | -0.11485 | -0.065197 | -0.22793 | -0.028592 | -0.49502 | -0.53837 | -0.42016 | -0.048124 | -0.34115 | 0.59549 | -0.36373 | -0.010374 | -0.032175 | -0.079074 | -0.56977 | -0.19458 | -0.67914 | 0.60473
% C4 | -0.02672 | -0.11729 | -0.2251 | -0.19767 | 0.15938 | 0.0078718 | -0.098011 | -0.2757 | -0.2118 | -0.10415 | -0.14163 | -0.11709 | -0.084857 | -0.060929 | -0.056801 | 0.40686 | -0.3008 | -0.18151 | -0.12637 | -0.26214 | -0.096453 | -0.48243 | -0.52755 | -0.42594 | -0.11098 | -0.24829 | 0.68688 | -0.40761 | -0.091282 | -0.10829 | -0.12808 | -0.57614 | -0.25069 | -0.68957 | 0.49929 | 0.86541
% C5 | -0.48463 | -0.37659 | 0.64962 | 0.69054 | -0.60573 | -0.30616 | 0.28789 | -0.05368 | -0.086126 | -0.34709 | -0.39392 | -0.41078 | -0.51248 | 0.24266 | 0.20076 | -0.32934 | 0.39119 | -0.38411 | -0.4094 | -0.2949 | -0.42709 | 0.14086 | 0.084862 | -0.11256 | -0.41427 | 0.6248 | -0.37292 | -0.22889 | -0.43866 | -0.4228 | -0.39414 | 0.13709 | -0.30736 | 0.11586 | -0.84661 | -0.7086 | -0.61877

## F3.In-situ FDOM Corr (2 of 2)
Appendix Table F3. Spearman rank correlations (rho values) between in-situ FDOM and select environmental variables (2 of 2).
[includes CRW source water samples (n=25), including calibration samples, but no finished water. Variables defined in table 6. Probability values associated with rho values having probabilities of 0.05, 0.01, and 0.001 are bolded and/or color coded according to the table in the explanation.]
Variables | FDOM in-situ | CHCl3 | CHBrCl2 | THM4 | DCAA | TCAA | HAA5 | Flow | Temp | pH | Turbidity | Chla_susp | DOC | TPC | TOC | TPN | %C as POC | A254 | ABS_KB | SUVA_KB | 275-295 slope | 290-350 slope | 350-400 slope | SR (275-295/350-400) | PEAK A | PEAK C | PEAK M | PEAK D | PEAK B | PEAK T | PEAK N | FDOM | FI | HI | C1 | C2 | C3 | C4 | C5 | Total C Loading | % C1 | % C2 | % C3 | % C4 | % C5
FDOM in-situ
CHCl3 | 0.64372 | [8 empty] | Explanation
CHBrCl2 | -0.5005 | -0.020139 | [7 empty] | P< | Rho
THM4 | 0.56279 | 0.98847 | 0.13135 | [6 empty] | 0.05 | 0.46825 | -0.46825
DCAA | 0.84199 | 0.78388 | -0.52522 | 0.69718 | [5 empty] | 0.01 | 0.58963 | -0.58963
TCAA | 0.74424 | 0.88011 | -0.19745 | 0.84197 | 0.87294 |  |  |  |  | 0.001 | 0.70843 | -0.70843
HAA5 | 0.82801 | 0.85432 | -0.36818 | 0.79066 | 0.96785 | 0.96439
Flow | 0.70447 | 0.70255 | -0.56956 | 0.60989 | 0.88258 | 0.70237 | 0.80364
Temp | -0.72868 | -0.53 | 0.61172 | -0.43368 | -0.60836 | -0.55835 | -0.59591 | -0.65623
pH | -0.54114 | -0.46996 | 0.47825 | -0.39335 | -0.66545 | -0.49034 | -0.58575 | -0.75436 | 0.4712
Turbidity | 0.55221 | 0.736 | -0.23369 | 0.69374 | 0.77583 | 0.70175 | 0.7551 | 0.85848 | -0.39106 | -0.59249
Chla_susp | -0.25506 | -0.35952 | -0.1169 | -0.37376 | -0.26357 | -0.2992 | -0.29704 | -0.28931 | 0.15865 | 0.24053 | -0.33504
DOC | 0.95476 | 0.74198 | -0.39412 | 0.67598 | 0.87466 | 0.76235 | 0.85188 | 0.74661 | -0.6326 | -0.5402 | 0.65336 | -0.29992
TPC | 0.37127 | 0.42348 | -0.13446 | 0.39955 | 0.34066 | 0.31827 | 0.32963 | 0.48059 | -0.37284 | -0.24729 | 0.37926 | -0.070962 | 0.35652
TOC | 0.79589 | 0.70252 | -0.31684 | 0.64858 | 0.72945 | 0.64907 | 0.70911 | 0.74081 | -0.6063 | -0.47349 | 0.62258 | -0.22159 | 0.81346 | 0.83341
TPN | 0.21768 | 0.32343 | 0.11374 | 0.33827 | 0.1682 | 0.17768 | 0.17525 | 0.22006 | -0.071641 | -0.053554 | 0.18753 | 0.033218 | 0.23281 | 0.90363 | 0.70024
%C as POC | 0.0039464 | 0.12343 | -0.063571 | 0.11311 | 0.021102 | -0.001805 | -0.0046399 | 0.22648 | -0.12412 | 0.010139 | 0.17938 | 0.081851 | -0.0087295 | 0.89629 | 0.5528 | 0.8534
A254 | 0.94974 | 0.75802 | -0.44767 | 0.68416 | 0.89141 | 0.78427 | 0.86747 | 0.83727 | -0.72544 | -0.69445 | 0.73518 | -0.33806 | 0.95736 | 0.4217 | 0.82882 | 0.23891 | 0.062244
ABS_KB | 0.9434 | 0.72828 | -0.503 | 0.64626 | 0.89996 | 0.75512 | 0.85444 | 0.86275 | -0.72006 | -0.70999 | 0.74231 | -0.34421 | 0.95092 | 0.40908 | 0.81715 | 0.20954 | 0.053508 | 0.99207
SUVA_KB | 0.86293 | 0.58498 | -0.61522 | 0.4879 | 0.77942 | 0.6268 | 0.71916 | 0.82032 | -0.81746 | -0.73868 | 0.6302 | -0.29291 | 0.79066 | 0.45205 | 0.74911 | 0.18898 | 0.15138 | 0.90731 | 0.9283
275-295 slope | -0.38131 | -0.48981 | -0.12518 | -0.50425 | -0.26227 | -0.34278 | -0.31902 | -0.28961 | 0.44274 | 0.22929 | -0.28712 | 0.17798 | -0.37801 | -0.026406 | -0.24004 | 0.042404 | 0.24365 | -0.40835 | -0.37963 | -0.32848
290-350 slope | -0.34398 | -0.44296 | -0.11706 | -0.45647 | -0.24838 | -0.2968 | -0.29012 | -0.27692 | 0.3924 | 0.15157 | -0.29389 | 0.11892 | -0.34116 | -0.038329 | -0.22567 | 0.018701 | 0.20574 | -0.36126 | -0.34115 | -0.28969 | 0.98245
350-400 slope | 0.14874 | -0.17259 | -0.40545 | -0.23344 | 0.19758 | 0.11753 | 0.16232 | 0.14817 | -0.15996 | -0.064317 | 0.111 | 0.36746 | 0.090143 | -0.14785 | -0.038718 | -0.34947 | -0.16934 | 0.10554 | 0.1313 | 0.17105 | 0.27056 | 0.21987
SR (275-295/350-400) | -0.38812 | -0.15223 | 0.25895 | -0.11072 | -0.36227 | -0.36715 | -0.38289 | -0.32036 | 0.41711 | 0.28674 | -0.31352 | -0.10149 | -0.36722 | 0.087532 | -0.16273 | 0.31227 | 0.25779 | -0.41711 | -0.38767 | -0.35115 | 0.16451 | 0.15188 | -0.77706
PEAK A | 0.95872 | 0.69161 | -0.42702 | 0.62116 | 0.84663 | 0.73845 | 0.82272 | 0.75103 | -0.62236 | -0.5909 | 0.65783 | -0.26056 | 0.96749 | 0.41195 | 0.82874 | 0.26989 | 0.066444 | 0.95716 | 0.95063 | 0.83233 | -0.36911 | -0.32752 | 0.08709 | -0.3436
PEAK C | 0.97552 | 0.68946 | -0.4529 | 0.61507 | 0.86146 | 0.75072 | 0.83774 | 0.75075 | -0.64858 | -0.59568 | 0.63973 | -0.27016 | 0.97726 | 0.37414 | 0.81098 | 0.22836 | 0.015133 | 0.96414 | 0.95963 | 0.84258 | -0.37948 | -0.33677 | 0.1077 | -0.36175 | 0.99607
PEAK M | 0.92734 | 0.71283 | -0.31561 | 0.65924 | 0.79652 | 0.73073 | 0.79364 | 0.68856 | -0.569 | -0.50563 | 0.64796 | -0.25161 | 0.94885 | 0.42494 | 0.8258 | 0.31179 | 0.096059 | 0.92593 | 0.91051 | 0.77772 | -0.38531 | -0.34589 | 0.039264 | -0.30872 | 0.98782 | 0.97546
PEAK D | 0.97955 | 0.69103 | -0.48343 | 0.61201 | 0.87623 | 0.75021 | 0.84538 | 0.7698 | -0.67214 | -0.62307 | 0.63456 | -0.28305 | 0.97986 | 0.36516 | 0.80693 | 0.21282 | -0.00061568 | 0.97138 | 0.96931 | 0.85711 | -0.38007 | -0.33601 | 0.11481 | -0.36831 | 0.98735 | 0.99662 | 0.95706
PEAK B | 0.62096 | 0.75854 | 0.11984 | 0.77114 | 0.60011 | 0.64912 | 0.65262 | 0.51687 | -0.28455 | -0.19981 | 0.73573 | -0.2978 | 0.73486 | 0.40468 | 0.68661 | 0.37157 | 0.18886 | 0.70485 | 0.67029 | 0.47902 | -0.30737 | -0.30324 | -0.037799 | -0.23498 | 0.72195 | 0.69201 | 0.79378 | 0.66119
PEAK T | 0.64949 | 0.64715 | 0.045618 | 0.64908 | 0.52764 | 0.56288 | 0.5674 | 0.42605 | -0.25014 | -0.18632 | 0.56873 | -0.15734 | 0.72331 | 0.50087 | 0.73966 | 0.50503 | 0.30629 | 0.66678 | 0.63485 | 0.47669 | -0.2566 | -0.24368 | -0.12468 | -0.078311 | 0.78219 | 0.73832 | 0.86398 | 0.69184 | 0.89295
PEAK N | 0.80274 | 0.65535 | -0.12496 | 0.63128 | 0.6396 | 0.62903 | 0.65952 | 0.52452 | -0.39751 | -0.32378 | 0.56796 | -0.18422 | 0.84581 | 0.45978 | 0.78654 | 0.41753 | 0.19491 | 0.79364 | 0.76867 | 0.61988 | -0.32227 | -0.29227 | -0.054951 | -0.18313 | 0.90486 | 0.87421 | 0.95717 | 0.83701 | 0.84354 | 0.96522
FDOM | 0.9794 | 0.6876 | -0.45774 | 0.6125 | 0.86449 | 0.74946 | 0.83951 | 0.74735 | -0.65067 | -0.60135 | 0.62554 | -0.27753 | 0.97958 | 0.36647 | 0.80758 | 0.22518 | 0.0020865 | 0.96519 | 0.96109 | 0.84372 | -0.3759 | -0.33221 | 0.10764 | -0.35931 | 0.99162 | 0.99881 | 0.96726 | 0.99877 | 0.67722 | 0.71864 | 0.8588
FI | -0.58811 | -0.40304 | 0.74559 | -0.28749 | -0.61531 | -0.49246 | -0.55528 | -0.70209 | 0.86729 | 0.48482 | -0.38421 | -0.15432 | -0.49482 | -0.34328 | -0.5064 | -0.067545 | -0.16559 | -0.59326 | -0.61014 | -0.71672 | 0.23325 | 0.22044 | -0.35655 | 0.41154 | -0.48014 | -0.50995 | -0.39676 | -0.5442 | -0.11568 | -0.056486 | -0.20147 | -0.51484
HI | -0.24245 | -0.5018 | -0.14204 | -0.52111 | -0.23026 | -0.28448 | -0.25506 | -0.41757 | 0.30208 | 0.33538 | -0.52827 | 0.56713 | -0.27212 | -0.55958 | -0.50932 | -0.45486 | -0.49589 | -0.42926 | -0.41368 | -0.48929 | 0.14471 | 0.10381 | 0.34878 | -0.10896 | -0.30782 | -0.27481 | -0.34671 | -0.26904 | -0.55692 | -0.4456 | -0.36977 | -0.26723 | 0.093607
C1 | 0.82396 | 0.64167 | -0.24989 | 0.59879 | 0.67705 | 0.62348 | 0.6716 | 0.62226 | -0.48304 | -0.44903 | 0.61756 | -0.17743 | 0.8506 | 0.49067 | 0.8086 | 0.39453 | 0.22546 | 0.83593 | 0.81784 | 0.70651 | -0.34378 | -0.3067 | -0.037856 | -0.21517 | 0.93263 | 0.89998 | 0.96657 | 0.86619 | 0.7891 | 0.92144 | 0.98015 | 0.88219 | -0.30541 | -0.39212
C2 | 0.97319 | 0.70133 | -0.5125 | 0.61791 | 0.89154 | 0.75695 | 0.85406 | 0.81502 | -0.70732 | -0.67528 | 0.6693 | -0.3 | 0.96964 | 0.38117 | 0.81085 | 0.20342 | 0.016039 | 0.9848 | 0.98626 | 0.89525 | -0.38485 | -0.33947 | 0.12822 | -0.38635 | 0.97861 | 0.98847 | 0.94086 | 0.99527 | 0.64599 | 0.65728 | 0.80586 | 0.99056 | -0.59056 | -0.31277 | 0.84839
C3 | 0.97404 | 0.68825 | -0.47108 | 0.61106 | 0.87821 | 0.75176 | 0.84721 | 0.77055 | -0.64353 | -0.61773 | 0.65472 | -0.28254 | 0.97993 | 0.36417 | 0.80635 | 0.21756 | 0.004085 | 0.96901 | 0.96709 | 0.8465 | -0.36738 | -0.32665 | 0.11666 | -0.36613 | 0.99201 | 0.9983 | 0.96502 | 0.99849 | 0.68107 | 0.71376 | 0.85293 | 0.99874 | -0.51859 | -0.27082 | 0.8809 | 0.99254
C4 | 0.97255 | 0.70494 | -0.42815 | 0.63415 | 0.86351 | 0.76522 | 0.84725 | 0.74392 | -0.63775 | -0.58099 | 0.6504 | -0.27914 | 0.97871 | 0.3645 | 0.80584 | 0.22158 | 0.0053975 | 0.96283 | 0.95579 | 0.83039 | -0.38468 | -0.34225 | 0.10971 | -0.36925 | 0.99564 | 0.999 | 0.97939 | 0.99433 | 0.71477 | 0.75266 | 0.88243 | 0.99741 | -0.49283 | -0.27981 | 0.90276 | 0.9847 | 0.9968
C5 | 0.64792 | 0.73739 | 0.065344 | 0.74186 | 0.58311 | 0.61987 | 0.62342 | 0.53727 | -0.31798 | -0.27915 | 0.72048 | -0.27474 | 0.73777 | 0.5186 | 0.75925 | 0.47629 | 0.31074 | 0.73094 | 0.69983 | 0.55612 | -0.30108 | -0.28738 | -0.10403 | -0.15635 | 0.77154 | 0.73154 | 0.84477 | 0.69435 | 0.96506 | 0.95777 | 0.91261 | 0.71333 | -0.12425 | -0.61981 | 0.87951 | 0.68082 | 0.71476 | 0.74808
Total C Loading | 0.93844 | 0.7257 | -0.35977 | 0.66531 | 0.82955 | 0.74333 | 0.81581 | 0.74176 | -0.59966 | -0.56066 | 0.69092 | -0.27271 | 0.96049 | 0.44019 | 0.84218 | 0.30886 | 0.10673 | 0.95252 | 0.94172 | 0.81827 | -0.37772 | -0.33856 | 0.052618 | -0.32126 | 0.99404 | 0.98426 | 0.99582 | 0.97075 | 0.78563 | 0.8356 | 0.93452 | 0.97734 | -0.44232 | -0.37628 | 0.95394 | 0.96167 | 0.9778 | 0.98653 | 0.83529
% C1 | 0.12343 | 0.079219 | 0.11715 | 0.097099 | -0.052059 | -0.016992 | -0.041408 | 0.0055329 | 0.049531 | -0.0042312 | 0.10496 | 0.13799 | 0.12726 | 0.38165 | 0.31286 | 0.43096 | 0.43156 | 0.12856 | 0.096134 | 0.094086 | -0.076709 | -0.057032 | -0.29603 | 0.1882 | 0.31006 | 0.23417 | 0.40259 | 0.16803 | 0.3646 | 0.65686 | 0.59067 | 0.19887 | 0.20065 | -0.26651 | 0.61563 | 0.14026 | 0.19411 | 0.23488 | 0.52962 | 0.35613
% C2 | 0.6775 | 0.31601 | -0.78734 | 0.19407 | 0.63291 | 0.44817 | 0.55384 | 0.64156 | -0.83705 | -0.63093 | 0.27002 | -0.078622 | 0.57443 | 0.13806 | 0.42573 | -0.12996 | -0.13496 | 0.6476 | 0.67529 | 0.75651 | -0.28173 | -0.2371 | 0.31774 | -0.43442 | 0.53836 | 0.59086 | 0.42057 | 0.64023 | -0.021486 | -0.05495 | 0.1653 | 0.609 | -0.86049 | 0.026076 | 0.26716 | 0.67784 | 0.60869 | 0.56959 | -0.008644 | 0.46898 | -0.36247
% C3 | 0.084205 | -0.28272 | -0.58719 | -0.37091 | 0.15073 | -0.051124 | 0.055776 | 0.11163 | -0.21146 | -0.21401 | -0.17746 | 0.11729 | 0.0016004 | -0.35856 | -0.22227 | -0.45852 | -0.43135 | -0.0068819 | 0.039918 | 0.07844 | 0.063997 | 0.054354 | 0.37447 | -0.24576 | -0.086454 | -0.015601 | -0.22526 | 0.04265 | -0.57421 | -0.63409 | -0.45374 | 0.011582 | -0.40629 | 0.58839 | -0.39137 | 0.061095 | 0.019977 | -0.036825 | -0.63525 | -0.18195 | -0.71983 | 0.64817
% C4 | 0.071467 | -0.1759 | -0.38963 | -0.23516 | 0.10772 | 0.08042 | 0.10823 | -0.042663 | -0.23363 | -0.022161 | -0.26667 | 0.12057 | -0.026109 | -0.49075 | -0.32095 | -0.61064 | -0.59872 | -0.067474 | -0.045154 | -0.03252 | -0.08319 | -0.076032 | 0.44055 | -0.35621 | -0.1155 | -0.042023 | -0.21544 | 0.0035109 | -0.49724 | -0.57777 | -0.41442 | -0.018788 | -0.33753 | 0.68182 | -0.3955 | 0.0048286 | -0.023462 | -0.047123 | -0.60468 | -0.20218 | -0.70773 | 0.55722 | 0.86329
% C5 | -0.55869 | -0.042944 | 0.82362 | 0.083056 | -0.45979 | -0.26255 | -0.37251 | -0.43149 | 0.659 | 0.49741 | -0.052374 | -0.14498 | -0.42399 | 0.010096 | -0.24452 | 0.23044 | 0.21548 | -0.45038 | -0.47631 | -0.54745 | 0.2193 | 0.1814 | -0.33311 | 0.38277 | -0.44978 | -0.49142 | -0.33703 | -0.52169 | 0.22649 | 0.10886 | -0.12619 | -0.50031 | 0.7045 | -0.36672 | -0.24183 | -0.53538 | -0.49943 | -0.46679 | 0.17607 | -0.36119 | 0.15292 | -0.87684 | -0.70583 | -0.63959

## F4.Source-Finished Corr
Appendix Table F4. Spearman rank correlations (rho values) between finished water samples and select environmental variables for source water samples.
[Includes source and finished water sample pairs from the Clackamas River Water and City of Lake Oswego DWTPs (n=38 sample pairs). Variables defined in table 6. Probability values associated with rho values having probabilities of 0.05, 0.01, and 0.001 are bolded and/or color coded according to the table in the explanation.]
Variables | Flow | Temp | pH | Turbidity | Chla_susp | DOC | TPC | TOC | %C as POC | A254 | ABS | SUVA | 275-295 slope | 290-350 slope | 350-400 slope | SR (275-295/350-400) | PEAK_A | PEAK_C | PEAK_M | PEAK_D | PEAK_B | PEAK_T | PEAK_N | FDOM | FI | HI | C1 | C2 | C3 | C4 | C5 | Total C Loading | % C1 | % C2 | % C3 | % C4 | % C5 | TPN | CHCl3 | CHBrCl2 | THM4 | STHM4 | DCAA | MBAA | TCAA | HAA5 | SHAA5
Flow
Temp | -0.63783 | [7 empty] | Explanation
pH | -0.72708 | 0.51449 | [6 empty] | P< | Rho
Turbidity | 0.85516 | -0.36321 | -0.55323 | [5 empty] | 0.05 | 0.31966 | -0.31966
Chla_susp | -0.30378 | 0.21817 | 0.24909 | -0.30768 |  |  |  |  | 0.01 | 0.41188 | -0.41188
DOC | 0.73274 | -0.58376 | -0.55341 | 0.64184 | -0.21733 |  |  |  | 0.001 | 0.51089 | -0.51089
TPC | 0.55497 | -0.30984 | -0.36482 | 0.51345 | 0.0020631 | 0.44253
TOC | 0.76605 | -0.53924 | -0.54939 | 0.6857 | -0.13768 | 0.87633 | 0.81978
%C as POC | 0.28852 | -0.04191 | -0.13655 | 0.29077 | 0.18636 | 0.047301 | 0.87055 | 0.49784
A254 | 0.83118 | -0.68945 | -0.69669 | 0.71806 | -0.29016 | 0.95142 | 0.4944 | 0.87317 | 0.11124
ABS | 0.85709 | -0.70179 | -0.70713 | 0.7283 | -0.30115 | 0.94549 | 0.48379 | 0.86368 | 0.10216 | 0.9911
SUVA | 0.80995 | -0.82691 | -0.73004 | 0.5982 | -0.30244 | 0.75572 | 0.44884 | 0.72372 | 0.13058 | 0.89003 | 0.91504
275-295 slope | -0.31451 | 0.45908 | 0.18626 | -0.29881 | 0.19974 | -0.41077 | -0.075153 | -0.30269 | 0.18906 | -0.43775 | -0.41305 | -0.37191
290-350 slope | -0.25937 | 0.32848 | 0.076393 | -0.28331 | 0.19812 | -0.29276 | -0.038799 | -0.20781 | 0.18607 | -0.32399 | -0.3034 | -0.26819 | 0.95598
350-400 slope | 0.24909 | -0.32079 | -0.030463 | 0.17473 | 0.30089 | 0.21071 | 0.013529 | 0.14183 | -0.034641 | 0.18915 | 0.2191 | 0.22348 | -0.10421 | -0.054281
SR (275-295/350-400) | -0.36389 | 0.53153 | 0.16205 | -0.28688 | -0.12595 | -0.42168 | -0.10667 | -0.32659 | 0.046667 | -0.42696 | -0.42149 | -0.39855 | 0.5025 | 0.39312 | -0.8544
PEAK_A | 0.71997 | -0.56175 | -0.54117 | 0.63168 | -0.16668 | 0.96468 | 0.48218 | 0.87507 | 0.115 | 0.94348 | 0.93336 | 0.77991 | -0.434 | -0.31609 | 0.21302 | -0.43715
PEAK_C | 0.72378 | -0.5936 | -0.56259 | 0.61817 | -0.18138 | 0.97534 | 0.45162 | 0.86547 | 0.070295 | 0.95557 | 0.94542 | 0.79404 | -0.43131 | -0.31042 | 0.22236 | -0.44344 | 0.99511
PEAK_M | 0.63149 | -0.48491 | -0.43493 | 0.59748 | -0.12688 | 0.92781 | 0.47784 | 0.84919 | 0.13087 | 0.8873 | 0.87079 | 0.70479 | -0.45724 | -0.34134 | 0.18485 | -0.4249 | 0.98263 | 0.96475
PEAK_D | 0.75163 | -0.62154 | -0.59831 | 0.62434 | -0.20544 | 0.97935 | 0.44477 | 0.86434 | 0.056406 | 0.96765 | 0.95937 | 0.81349 | -0.4241 | -0.30301 | 0.22743 | -0.44278 | 0.98441 | 0.9959 | 0.94003
PEAK_B | 0.47053 | -0.18282 | -0.22103 | 0.6677 | -0.15739 | 0.7447 | 0.46889 | 0.72745 | 0.22436 | 0.681 | 0.66317 | 0.43983 | -0.34679 | -0.29983 | 0.011163 | -0.20059 | 0.7513 | 0.71865 | 0.81071 | 0.68442
PEAK_T | 0.28227 | -0.095266 | -0.06707 | 0.42769 | 0.052946 | 0.64141 | 0.45522 | 0.65415 | 0.25706 | 0.54887 | 0.52122 | 0.3315 | -0.33884 | -0.26357 | 0.041528 | -0.23846 | 0.73648 | 0.68182 | 0.84387 | 0.62345 | 0.84732
PEAK_N | 0.41252 | -0.25721 | -0.20354 | 0.47474 | -0.011488 | 0.77443 | 0.45515 | 0.73906 | 0.18788 | 0.69711 | 0.67277 | 0.49174 | -0.4068 | -0.31168 | 0.097965 | -0.32428 | 0.86471 | 0.82257 | 0.94067 | 0.77399 | 0.83909 | 0.97086
FDOM | 0.72518 | -0.59692 | -0.57438 | 0.61113 | -0.18864 | 0.9791 | 0.44414 | 0.86385 | 0.057215 | 0.95866 | 0.9485 | 0.79506 | -0.422 | -0.2992 | 0.22201 | -0.43867 | 0.98956 | 0.9985 | 0.95314 | 0.99859 | 0.70291 | 0.65679 | 0.80112
FI | -0.6804 | 0.82691 | 0.48704 | -0.36212 | 0.092413 | -0.42887 | -0.2831 | -0.42595 | -0.10255 | -0.54912 | -0.57155 | -0.69432 | 0.24456 | 0.20303 | -0.36747 | 0.41612 | -0.39103 | -0.42349 | -0.2788 | -0.46648 | 0.0077652 | 0.1309 | -0.029563 | -0.43099
HI | -0.38238 | 0.19687 | 0.38156 | -0.47854 | 0.41278 | -0.26638 | -0.45056 | -0.41214 | -0.34485 | -0.40256 | -0.41107 | -0.48594 | 0.18587 | 0.157 | 0.25529 | -0.1188 | -0.32113 | -0.28153 | -0.36118 | -0.26855 | -0.52546 | -0.43027 | -0.39135 | -0.26961 | 0.034688
C1 | 0.52223 | -0.37375 | -0.31127 | 0.52901 | -0.054235 | 0.79877 | 0.48477 | 0.77051 | 0.20768 | 0.75868 | 0.74242 | 0.60337 | -0.44628 | -0.34423 | 0.12684 | -0.36856 | 0.90211 | 0.85969 | 0.95904 | 0.81601 | 0.79684 | 0.92368 | 0.98089 | 0.83653 | -0.1649 | -0.41853
C2 | 0.80266 | -0.66371 | -0.65405 | 0.66234 | -0.23949 | 0.96917 | 0.4595 | 0.86576 | 0.072094 | 0.98411 | 0.98087 | 0.86105 | -0.42415 | -0.3032 | 0.23387 | -0.44633 | 0.97207 | 0.98489 | 0.91705 | 0.99399 | 0.65925 | 0.57445 | 0.73195 | 0.98834 | -0.52451 | -0.31278 | 0.78888
C3 | 0.7517 | -0.59756 | -0.59773 | 0.63842 | -0.20205 | 0.98 | 0.4494 | 0.86725 | 0.066229 | 0.96517 | 0.95708 | 0.80264 | -0.41091 | -0.29439 | 0.2219 | -0.43245 | 0.98691 | 0.99673 | 0.94384 | 0.99867 | 0.70167 | 0.6343 | 0.78164 | 0.99819 | -0.44612 | -0.26835 | 0.82196 | 0.99145
C4 | 0.71888 | -0.58358 | -0.55439 | 0.62565 | -0.18155 | 0.97637 | 0.44953 | 0.865 | 0.068814 | 0.95304 | 0.94131 | 0.78201 | -0.42914 | -0.30883 | 0.22577 | -0.44485 | 0.99396 | 0.99905 | 0.96544 | 0.99412 | 0.73248 | 0.68759 | 0.82474 | 0.99731 | -0.40961 | -0.27794 | 0.85749 | 0.98143 | 0.99596
C5 | 0.41909 | -0.1647 | -0.1957 | 0.60135 | -0.073637 | 0.68659 | 0.51692 | 0.71614 | 0.29711 | 0.64493 | 0.62185 | 0.44744 | -0.36757 | -0.3007 | 0.014579 | -0.2257 | 0.758 | 0.70757 | 0.84734 | 0.65971 | 0.93141 | 0.95929 | 0.93468 | 0.68505 | 0.055176 | -0.60133 | 0.90065 | 0.6331 | 0.67144 | 0.71439
Total C Loading | 0.69162 | -0.51988 | -0.50039 | 0.6479 | -0.15914 | 0.94845 | 0.50092 | 0.87478 | 0.14559 | 0.92557 | 0.91259 | 0.75429 | -0.44692 | -0.33264 | 0.18217 | -0.41709 | 0.99275 | 0.97962 | 0.99469 | 0.96179 | 0.80769 | 0.80327 | 0.90948 | 0.97065 | -0.33013 | -0.3881 | 0.93674 | 0.94715 | 0.96544 | 0.97948 | 0.82948
% C1 | -0.069155 | 0.09648 | 0.19295 | 0.029522 | 0.12405 | 0.077503 | 0.21785 | 0.16652 | 0.23959 | 0.054825 | 0.035695 | 0.031681 | -0.22783 | -0.2263 | -0.11155 | -0.039529 | 0.27065 | 0.1872 | 0.40434 | 0.11166 | 0.3531 | 0.67402 | 0.62027 | 0.14307 | 0.21838 | -0.29138 | 0.63492 | 0.078147 | 0.12219 | 0.18137 | 0.57125 | 0.33957
% C2 | 0.65002 | -0.84333 | -0.62097 | 0.29616 | -0.18005 | 0.552 | 0.16035 | 0.43865 | -0.107 | 0.64595 | 0.66574 | 0.74692 | -0.25299 | -0.13944 | 0.36177 | -0.45646 | 0.4856 | 0.54652 | 0.34201 | 0.60477 | -0.050737 | -0.17343 | 0.032608 | 0.5706 | -0.84232 | 0.07411 | 0.14827 | 0.65169 | 0.58079 | 0.53261 | -0.11345 | 0.39986 | -0.43665
% C3 | 0.17856 | -0.33662 | -0.27188 | -0.097293 | -0.021106 | 0.03761 | -0.22828 | -0.098604 | -0.28241 | 0.059784 | 0.081967 | 0.12566 | 0.11852 | 0.13774 | 0.26183 | -0.17019 | -0.089691 | -0.0072929 | -0.25135 | 0.06207 | -0.50925 | -0.6692 | -0.52184 | 0.027178 | -0.48363 | 0.59345 | -0.46015 | 0.087178 | 0.050463 | -0.013253 | -0.66668 | -0.19932 | -0.77289 | 0.69921
% C4 | 0.011232 | -0.2978 | -0.076781 | -0.21318 | 0.054811 | -0.043708 | -0.3271 | -0.20362 | -0.36749 | -0.058969 | -0.049288 | -0.019366 | 0.078328 | 0.11365 | 0.35207 | -0.25452 | -0.1592 | -0.078625 | -0.28619 | -0.024487 | -0.51605 | -0.63769 | -0.51459 | -0.050385 | -0.38379 | 0.7079 | -0.48371 | -0.017074 | -0.036488 | -0.072928 | -0.67597 | -0.26066 | -0.71644 | 0.58289 | 0.91506
% C5 | -0.43602 | 0.72177 | 0.403 | -0.067572 | 0.0090318 | -0.38871 | -0.010596 | -0.25393 | 0.17693 | -0.4344 | -0.44768 | -0.52729 | 0.22361 | 0.13139 | -0.40459 | 0.48528 | -0.37801 | -0.42766 | -0.25634 | -0.46469 | 0.23563 | 0.2076 | 0.00014711 | -0.43893 | 0.74247 | -0.4097 | -0.12318 | -0.48454 | -0.44737 | -0.4142 | 0.25854 | -0.28109 | 0.21459 | -0.86701 | -0.72715 | -0.68583
TPN | 0.30068 | -0.061204 | -0.17528 | 0.30977 | 0.13695 | 0.30087 | 0.89988 | 0.67553 | 0.83056 | 0.29252 | 0.27294 | 0.19695 | 0.034309 | 0.051405 | -0.18455 | 0.11236 | 0.32544 | 0.29336 | 0.34772 | 0.2788 | 0.41669 | 0.43359 | 0.39053 | 0.28856 | -0.035534 | -0.33201 | 0.37284 | 0.26994 | 0.28835 | 0.29524 | 0.45147 | 0.3532 | 0.22963 | -0.061305 | -0.28595 | -0.3628 | 0.15684
CHCl3 | 0.5486 | -0.45449 | -0.38716 | 0.49221 | -0.19459 | 0.76437 | 0.34886 | 0.67554 | 0.0081537 | 0.72394 | 0.69746 | 0.51744 | -0.39276 | -0.28606 | 0.096431 | -0.32875 | 0.70073 | 0.72205 | 0.67096 | 0.73343 | 0.58447 | 0.44612 | 0.53433 | 0.73201 | -0.34852 | -0.10749 | 0.53506 | 0.72389 | 0.73132 | 0.72926 | 0.48941 | 0.68842 | -0.058071 | 0.45829 | 0.087422 | 0.080472 | -0.30796 | 0.25132
CHBrCl2 | -0.58281 | 0.66238 | 0.44706 | -0.26046 | -0.014969 | -0.35471 | -0.1887 | -0.32789 | -0.1137 | -0.42858 | -0.48718 | -0.62064 | -0.043936 | -0.0852 | -0.34051 | 0.25405 | -0.35536 | -0.37792 | -0.24496 | -0.40809 | 0.088653 | 0.10855 | -0.03546 | -0.37946 | 0.78179 | -0.043111 | -0.16651 | -0.44994 | -0.39846 | -0.36317 | 0.092046 | -0.28917 | 0.14271 | -0.71862 | -0.48819 | -0.36021 | 0.71633 | 0.012405 | -0.060019
THM4 | 0.47253 | -0.36939 | -0.32906 | 0.45767 | -0.19655 | 0.71806 | 0.32409 | 0.63266 | -0.0065642 | 0.66845 | 0.63438 | 0.43791 | -0.3987 | -0.29726 | 0.051381 | -0.29519 | 0.65449 | 0.67282 | 0.63919 | 0.68025 | 0.5963 | 0.46041 | 0.52988 | 0.68256 | -0.24818 | -0.1152 | 0.51373 | 0.66543 | 0.67933 | 0.68189 | 0.50188 | 0.65092 | -0.038653 | 0.36511 | 0.022628 | 0.032284 | -0.2144 | 0.25292 | 0.99164 | 0.069134
STHM4 | -0.46318 | 0.37676 | 0.32041 | -0.34838 | -0.03381 | -0.46821 | -0.56872 | -0.60451 | -0.5143 | -0.4751 | -0.49905 | -0.50044 | -0.047238 | -0.085261 | -0.21224 | 0.1893 | -0.50685 | -0.48625 | -0.48572 | -0.47636 | -0.37824 | -0.38729 | -0.43827 | -0.4752 | 0.32267 | 0.32654 | -0.48581 | -0.48223 | -0.48259 | -0.47873 | -0.4108 | -0.50321 | -0.19506 | -0.24896 | 0.070082 | 0.20384 | 0.17577 | -0.45804 | 0.084979 | 0.57093 | 0.15854
DCAA | 0.68846 | -0.4736 | -0.49929 | 0.57258 | -0.19193 | 0.82965 | 0.32197 | 0.70278 | -0.034614 | 0.78839 | 0.78489 | 0.60212 | -0.24731 | -0.19422 | 0.23641 | -0.34949 | 0.76738 | 0.79417 | 0.69623 | 0.81418 | 0.50726 | 0.37025 | 0.50319 | 0.80529 | -0.4826 | -0.0057141 | 0.53388 | 0.80756 | 0.81839 | 0.79778 | 0.39972 | 0.7258 | -0.10639 | 0.57575 | 0.27985 | 0.20079 | -0.48877 | 0.16978 | 0.84902 | -0.36289 | 0.80091 | -0.15193
MBAA | -0.2372 | 0.17535 | 0.23446 | -0.1303 | 0.076791 | 0.094698 | -0.13803 | -0.013669 | -0.15467 | -0.011527 | -0.021302 | -0.14608 | 0.051174 | 0.034284 | 0.11548 | -0.086184 | 0.06007 | 0.080063 | 0.059935 | 0.076846 | 0.17259 | 0.056534 | 0.053229 | 0.088431 | 0.27701 | 0.19017 | -0.022367 | 0.031577 | 0.087787 | 0.098101 | 0.03695 | 0.048378 | -0.1207 | -0.10902 | 0.064899 | 0.17929 | 0.050688 | -0.028532 | 0.0658 | 0.11302 | 0.080405 | -0.0053244 | 0.11489
TCAA | 0.58641 | -0.49672 | -0.49798 | 0.5188 | -0.12447 | 0.78006 | 0.34875 | 0.6855 | 0.0088145 | 0.76145 | 0.73192 | 0.57263 | -0.29025 | -0.18535 | 0.19143 | -0.35782 | 0.72745 | 0.75424 | 0.68289 | 0.76478 | 0.53236 | 0.41909 | 0.52303 | 0.76314 | -0.40622 | -0.080909 | 0.52846 | 0.75477 | 0.76642 | 0.76482 | 0.45344 | 0.70306 | -0.09775 | 0.51037 | 0.17398 | 0.18076 | -0.3933 | 0.22479 | 0.87973 | -0.20403 | 0.85243 | -0.066686 | 0.89225 | 0.049859
HAA5 | 0.63627 | -0.48538 | -0.4956 | 0.54947 | -0.1576 | 0.82757 | 0.33475 | 0.70832 | -0.021912 | 0.79114 | 0.77356 | 0.59195 | -0.27122 | -0.19126 | 0.2251 | -0.36644 | 0.76698 | 0.79547 | 0.70811 | 0.8108 | 0.54178 | 0.40728 | 0.52785 | 0.80616 | -0.43645 | -0.034555 | 0.54168 | 0.79969 | 0.81442 | 0.80378 | 0.439 | 0.73282 | -0.11063 | 0.54753 | 0.23389 | 0.20381 | -0.44609 | 0.19995 | 0.88701 | -0.28144 | 0.84954 | -0.11169 | 0.97232 | 0.1424 | 0.96974
SHAA5 | -0.19704 | 0.11476 | 0.074383 | -0.18876 | 0.040934 | -0.17491 | -0.50133 | -0.381 | -0.54927 | -0.17588 | -0.19236 | -0.19605 | 0.061828 | 0.014554 | 0.049184 | 0.012944 | -0.21722 | -0.17983 | -0.24678 | -0.16277 | -0.32398 | -0.33434 | -0.30548 | -0.16708 | -0.0064097 | 0.43386 | -0.32041 | -0.17073 | -0.16422 | -0.17071 | -0.37782 | -0.25217 | -0.24638 | 0.070445 | 0.32802 | 0.44039 | -0.2013 | -0.48305 | 0.2131 | 0.1255 | 0.22867 | 0.72386 | 0.28571 | 0.10595 | 0.33138 | 0.32113

## F5.DBPFP-Filtered
Appendix Table F5. Spearman rank correlations (rho values) between filtered water DBP formation potentials and select environmental variables.
[Includes watershed samples from the four basin-wide synoptic (n=51). Variables defined in table 6. Probability values associated with rho values having probabilities of 0.05, 0.01, and 0.001 are bolded and/or color coded according to the table in the explanation.]
Variables | STHMFP-F | STHAAFP-F | CHCl3-FP-F | CHBrCl2-FP-F | CHBr2Cl-FP-F | THM4-FP-F | DCAA-FP-F | TCAA-FP-F | DBAA-FP-F | HAA5-FP-F | Temp | DO% | pH | Turbidity | Chla_susp | Phae | Chl:Pha | DOC | TPC | TOC | %C as POC | A254 | SUVA | 275-295 slope | 290-350 slope | 350-400 slope | SR (275-295/350-400) | PEAK_A | PEAK_C | PEAK_M | PEAK_D | PEAK_B | PEAK_T | PEAK_N | FDOM | FI | HI | C1 | C2 | C3 | C4 | C5 | Total C Loading | % C1 | % C2 | % C3 | % C4 | % C5 | Si | TPN
STHMFP-F
STHAAFP-F | -0.51447
CHCl3-FP-F | -0.3216 | 0.84204 | [7 empty] | Explanation
CHBrCl2-FP-F | 0.58364 | -0.13318 | 0.22351 | [6 empty] | P< | Rho
CHBr2Cl-FP-F | 0.73364 | -0.61364 | -0.34701 | 0.75477 | [5 empty] | 0.05 | 0.27586 | -0.27586
THM4-FP-F | -0.11704 | 0.71347 | 0.96106 | 0.47757 | -0.079966 |  |  |  |  | 0.01 | 0.35732 | -0.35732
DCAA-FP-F | -0.36425 | 0.84579 | 0.99182 | 0.18601 | -0.36554 | 0.94501 |  |  |  | 0.001 | 0.44683 | -0.44683
TCAA-FP-F | -0.33325 | 0.82584 | 0.97966 | 0.18691 | -0.34008 | 0.93736 | 0.99336
DBAA-FP-F | 0.69068 | -0.61844 | -0.37716 | 0.73133 | 0.98752 | -0.11504 | -0.39001 | -0.36849
HAA5-FP-F | -0.3319 | 0.82745 | 0.98512 | 0.20452 | -0.33027 | 0.94664 | 0.99669 | 0.99909 | -0.35742
Temp | 0.21136 | 0.13142 | 0.092547 | 0.17849 | 0.10882 | 0.13372 | 0.076423 | 0.11922 | 0.05269 | 0.1073
DO% | 0.14152 | -0.10873 | 0.07432 | 0.40131 | 0.29289 | 0.17258 | 0.063369 | 0.041988 | 0.29978 | 0.05662 | -0.15143
pH | 0.26942 | -0.51517 | -0.52119 | 0.20855 | 0.47622 | -0.41219 | -0.51492 | -0.50378 | 0.50464 | -0.50186 | -0.047005 | 0.55734
Turbidity | -0.28866 | 0.70512 | 0.91552 | 0.16686 | -0.2902 | 0.87931 | 0.93332 | 0.94323 | -0.32266 | 0.94202 | 0.07187 | 0.027096 | -0.484
Chla_susp | -0.2942 | 0.60164 | 0.70416 | 0.29565 | -0.14394 | 0.71047 | 0.70856 | 0.6955 | -0.15311 | 0.70084 | 0.21548 | 0.0611 | -0.28295 | 0.60695
Phae | -0.30001 | 0.71491 | 0.73427 | 0.16759 | -0.31434 | 0.69715 | 0.75793 | 0.72369 | -0.32522 | 0.73467 | 0.069704 | 0.12073 | -0.28648 | 0.65452 | 0.70863
Chl:Pha | 0.077068 | -0.12679 | -0.12388 | -0.11216 | -0.022164 | -0.14086 | -0.11842 | -0.101 | -0.032619 | -0.10911 | 0.15527 | -0.083349 | -0.0080655 | -0.093808 | 0.07323 | -0.20408
DOC | -0.34421 | 0.76691 | 0.97993 | 0.29231 | -0.26607 | 0.96329 | 0.98058 | 0.97394 | -0.29304 | 0.97916 | 0.067331 | 0.10752 | -0.47049 | 0.91942 | 0.71969 | 0.69572 | -0.13312
TPC | -0.27602 | 0.69037 | 0.89282 | 0.20904 | -0.24825 | 0.86914 | 0.91606 | 0.92738 | -0.27466 | 0.92551 | 0.078681 | -0.0026143 | -0.43986 | 0.96147 | 0.73821 | 0.70402 | -0.067193 | 0.90122
TOC | -0.32374 | 0.75341 | 0.96722 | 0.26412 | -0.2651 | 0.94717 | 0.97751 | 0.97835 | -0.2925 | 0.98068 | 0.073841 | 0.063295 | -0.46916 | 0.96021 | 0.74549 | 0.71657 | -0.10836 | 0.98282 | 0.96572
%C as POC | -0.2291 | 0.42877 | 0.38472 | -0.15628 | -0.29954 | 0.31041 | 0.40114 | 0.40006 | -0.28617 | 0.39634 | -0.028814 | -0.27461 | -0.33616 | 0.46426 | 0.54973 | 0.3468 | 0.15213 | 0.34613 | 0.58507 | 0.4565
A254 | -0.32913 | 0.78233 | 0.96347 | 0.23946 | -0.28276 | 0.93711 | 0.97971 | 0.97946 | -0.30711 | 0.98252 | 0.071584 | 0.080391 | -0.4421 | 0.9625 | 0.68507 | 0.74283 | -0.12124 | 0.96735 | 0.95016 | 0.98411 | 0.3957
SUVA | -0.38895 | 0.78025 | 0.76714 | 0.13234 | -0.32188 | 0.72083 | 0.75446 | 0.71836 | -0.31545 | 0.73186 | -0.082274 | 0.15929 | -0.2307 | 0.64494 | 0.49665 | 0.60386 | -0.05505 | 0.72854 | 0.61808 | 0.69963 | 0.30271 | 0.74268
275-295 slope | 0.22915 | -0.5186 | -0.46299 | -0.16366 | 0.21197 | -0.44616 | -0.4727 | -0.4431 | 0.21291 | -0.45337 | -0.069369 | 0.10862 | 0.35105 | -0.37222 | -0.35395 | -0.54357 | 0.39891 | -0.46008 | -0.35899 | -0.42848 | -0.013494 | -0.45111 | -0.38885
290-350 slope | -0.04244 | -0.25828 | -0.20752 | 0.0079059 | 0.15281 | -0.18291 | -0.24209 | -0.26723 | 0.17014 | -0.2568 | -0.30325 | 0.16423 | 0.1989 | -0.24808 | -0.16319 | -0.35031 | 0.25308 | -0.18455 | -0.22525 | -0.20648 | -0.046949 | -0.22828 | -0.025035 | 0.64696
350-400 slope | -0.03443 | 0.17878 | 0.23698 | 0.18785 | 0.016002 | 0.25951 | 0.203 | 0.18162 | 0.020098 | 0.19186 | -0.13965 | 0.23621 | 0.12899 | 0.1505 | 0.18556 | 0.10163 | 0.11689 | 0.23513 | 0.13209 | 0.1971 | 0.053608 | 0.20309 | 0.37254 | 0.11997 | 0.20473
SR (275-295/350-400) | 0.18881 | -0.44958 | -0.44309 | -0.18615 | 0.15091 | -0.43656 | -0.42257 | -0.38681 | 0.14475 | -0.40027 | 0.11026 | -0.14126 | 0.07285 | -0.32154 | -0.36707 | -0.38006 | 0.089017 | -0.4334 | -0.30846 | -0.39098 | -0.090085 | -0.41245 | -0.51293 | 0.42048 | 0.14272 | -0.81984
PEAK_A | -0.33619 | 0.69243 | 0.93349 | 0.31392 | -0.21035 | 0.9287 | 0.92397 | 0.91597 | -0.23763 | 0.92307 | 0.09196 | 0.07454 | -0.44552 | 0.90961 | 0.64924 | 0.58578 | -0.1295 | 0.96646 | 0.8677 | 0.94846 | 0.31439 | 0.93563 | 0.71283 | -0.41798 | -0.12812 | 0.25398 | -0.42402
PEAK_C | -0.34177 | 0.71991 | 0.94938 | 0.32293 | -0.21696 | 0.94455 | 0.94224 | 0.93349 | -0.24178 | 0.94073 | 0.08806 | 0.084414 | -0.44343 | 0.90836 | 0.67743 | 0.6248 | -0.13707 | 0.97933 | 0.87696 | 0.96011 | 0.31391 | 0.94986 | 0.73221 | -0.43961 | -0.13296 | 0.25468 | -0.43872 | 0.99681
PEAK_M | -0.34221 | 0.68972 | 0.93328 | 0.30492 | -0.22085 | 0.92574 | 0.92561 | 0.91824 | -0.24877 | 0.92484 | 0.088903 | 0.0656 | -0.45064 | 0.91128 | 0.65133 | 0.5889 | -0.12399 | 0.96832 | 0.87115 | 0.95104 | 0.31822 | 0.93669 | 0.70326 | -0.42074 | -0.13974 | 0.2504 | -0.42229 | 0.99932 | 0.99608
PEAK_D | -0.3405 | 0.74151 | 0.96133 | 0.32237 | -0.22375 | 0.95521 | 0.95523 | 0.94647 | -0.24602 | 0.95365 | 0.085989 | 0.095478 | -0.44863 | 0.91116 | 0.69188 | 0.6457 | -0.14322 | 0.9859 | 0.8841 | 0.96708 | 0.32376 | 0.95757 | 0.74368 | -0.44468 | -0.13546 | 0.25547 | -0.443 | 0.99135 | 0.99811 | 0.99003
PEAK_B | -0.37346 | 0.71603 | 0.8971 | 0.15717 | -0.32563 | 0.8539 | 0.92736 | 0.92892 | -0.34758 | 0.93032 | 0.057334 | 0.048873 | -0.44658 | 0.96312 | 0.62864 | 0.71007 | -0.11196 | 0.91386 | 0.94283 | 0.94894 | 0.42293 | 0.96625 | 0.63816 | -0.43496 | -0.24617 | 0.13645 | -0.34628 | 0.89585 | 0.90136 | 0.90072 | 0.90315
PEAK_T | -0.39383 | 0.68864 | 0.90886 | 0.21599 | -0.30071 | 0.87724 | 0.92594 | 0.91581 | -0.32378 | 0.92169 | 0.026333 | 0.088064 | -0.45332 | 0.93239 | 0.66169 | 0.67977 | -0.12401 | 0.94379 | 0.91297 | 0.95416 | 0.38512 | 0.94863 | 0.63802 | -0.45072 | -0.18462 | 0.18491 | -0.39519 | 0.93762 | 0.94108 | 0.94327 | 0.9399 | 0.96753
PEAK_N | -0.35413 | 0.67638 | 0.92475 | 0.27529 | -0.24284 | 0.90995 | 0.92184 | 0.91384 | -0.2717 | 0.92022 | 0.076184 | 0.063473 | -0.46096 | 0.92707 | 0.64264 | 0.59477 | -0.11959 | 0.96137 | 0.88493 | 0.95275 | 0.34286 | 0.93766 | 0.67572 | -0.4179 | -0.15372 | 0.23467 | -0.40832 | 0.99275 | 0.98667 | 0.995 | 0.97956 | 0.92307 | 0.96515
FDOM | -0.34049 | 0.73198 | 0.95567 | 0.32852 | -0.21739 | 0.95145 | 0.94929 | 0.94051 | -0.24033 | 0.94779 | 0.089114 | 0.092485 | -0.44222 | 0.90592 | 0.68905 | 0.63921 | -0.14218 | 0.98342 | 0.87932 | 0.96356 | 0.31487 | 0.95385 | 0.73898 | -0.44565 | -0.13323 | 0.25488 | -0.44287 | 0.99295 | 0.99911 | 0.9919 | 0.99959 | 0.90051 | 0.93959 | 0.98109
FI | -0.0064213 | 0.12564 | 0.20164 | 0.42709 | 0.12206 | 0.27717 | 0.18697 | 0.15803 | 0.1265 | 0.17359 | 0.18994 | -0.11361 | -0.11364 | 0.068184 | 0.19467 | 0.26565 | -0.23209 | 0.24725 | 0.086714 | 0.18504 | -0.23969 | 0.19218 | 0.19639 | -0.46442 | -0.095067 | -0.0060739 | -0.20683 | 0.30046 | 0.31625 | 0.29817 | 0.30802 | 0.14188 | 0.22446 | 0.26831 | 0.32246
HI | 0.098731 | 0.066585 | 0.097648 | 0.47002 | 0.33528 | 0.21028 | 0.041804 | 0.023528 | 0.3515 | 0.037813 | 0.15958 | 0.14228 | 0.21107 | -0.07734 | 0.16244 | 0.055432 | -0.18753 | 0.10971 | -0.062002 | 0.039316 | -0.31167 | 0.042794 | 0.24634 | -0.092698 | 0.23691 | 0.23831 | -0.24528 | 0.18671 | 0.19926 | 0.16371 | 0.20278 | -0.12005 | -0.055293 | 0.092971 | 0.20862 | 0.5581
C1 | -0.32765 | 0.6272 | 0.88793 | 0.27982 | -0.20865 | 0.87957 | 0.87477 | 0.86736 | -0.24048 | 0.87398 | 0.084915 | 0.044129 | -0.45215 | 0.89584 | 0.58727 | 0.50691 | -0.10897 | 0.92671 | 0.83616 | 0.91122 | 0.31531 | 0.89136 | 0.65788 | -0.37505 | -0.1275 | 0.2479 | -0.39123 | 0.98736 | 0.97202 | 0.98811 | 0.95936 | 0.87074 | 0.91851 | 0.98851 | 0.9622 | 0.26231 | 0.13915
C2 | -0.33748 | 0.74386 | 0.96365 | 0.31394 | -0.22742 | 0.95575 | 0.95818 | 0.94978 | -0.25063 | 0.95681 | 0.08385 | 0.099741 | -0.45192 | 0.92342 | 0.68601 | 0.64812 | -0.14114 | 0.98539 | 0.8923 | 0.97027 | 0.33293 | 0.96277 | 0.74694 | -0.44068 | -0.13975 | 0.25264 | -0.43881 | 0.9915 | 0.99719 | 0.98975 | 0.99923 | 0.9112 | 0.94325 | 0.98117 | 0.99824 | 0.28653 | 0.18852 | 0.96118
C3 | -0.33583 | 0.7191 | 0.94746 | 0.3315 | -0.20648 | 0.94539 | 0.94066 | 0.93278 | -0.23081 | 0.93998 | 0.093819 | 0.088513 | -0.43391 | 0.90783 | 0.67738 | 0.62519 | -0.13968 | 0.97713 | 0.87852 | 0.95946 | 0.31128 | 0.95156 | 0.73517 | -0.43704 | -0.12685 | 0.25311 | -0.43659 | 0.99562 | 0.99953 | 0.99419 | 0.99804 | 0.90198 | 0.93842 | 0.98375 | 0.99909 | 0.32203 | 0.21268 | 0.96842 | 0.99717
C4 | -0.34356 | 0.73284 | 0.95516 | 0.32617 | -0.22093 | 0.95011 | 0.94958 | 0.94106 | -0.2445 | 0.94814 | 0.091117 | 0.086474 | -0.44173 | 0.90406 | 0.69045 | 0.64177 | -0.13799 | 0.98402 | 0.87791 | 0.96332 | 0.31152 | 0.95416 | 0.73818 | -0.44979 | -0.13885 | 0.25265 | -0.44348 | 0.99244 | 0.999 | 0.99193 | 0.99885 | 0.90114 | 0.93946 | 0.98069 | 0.99965 | 0.32512 | 0.20257 | 0.9614 | 0.9971 | 0.99879
C5 | -0.36583 | 0.68609 | 0.88528 | 0.17036 | -0.31351 | 0.84603 | 0.91649 | 0.91573 | -0.33706 | 0.91791 | 0.039907 | 0.065368 | -0.4349 | 0.95197 | 0.64204 | 0.71337 | -0.10655 | 0.90915 | 0.94244 | 0.94596 | 0.4237 | 0.95609 | 0.61314 | -0.4343 | -0.23782 | 0.13889 | -0.35162 | 0.88694 | 0.89366 | 0.8934 | 0.89537 | 0.99084 | 0.98181 | 0.92123 | 0.89333 | 0.15713 | -0.13929 | 0.86182 | 0.90264 | 0.89316 | 0.8936
Total C Loading | -0.34658 | 0.70392 | 0.94182 | 0.29336 | -0.23331 | 0.93062 | 0.93884 | 0.93184 | -0.26036 | 0.9382 | 0.082884 | 0.072702 | -0.45361 | 0.9316 | 0.65939 | 0.61751 | -0.12702 | 0.97326 | 0.89454 | 0.96396 | 0.33931 | 0.95431 | 0.70826 | -0.4277 | -0.15053 | 0.23943 | -0.41925 | 0.99707 | 0.99558 | 0.99769 | 0.99139 | 0.9255 | 0.95955 | 0.99663 | 0.99231 | 0.27964 | 0.13378 | 0.98221 | 0.99271 | 0.99432 | 0.99193 | 0.91945
% C1 | -0.23062 | 0.29401 | 0.52901 | 0.38409 | 0.0092147 | 0.57368 | 0.49418 | 0.4567 | -0.0038337 | 0.47552 | 0.057506 | 0.058727 | -0.16828 | 0.49543 | 0.41735 | 0.29061 | -0.076011 | 0.59547 | 0.45706 | 0.55135 | 0.097636 | 0.53418 | 0.49226 | -0.29934 | 0.024045 | 0.26849 | -0.35473 | 0.72779 | 0.70286 | 0.72943 | 0.67171 | 0.49812 | 0.60846 | 0.71918 | 0.68469 | 0.43689 | 0.33282 | 0.7679 | 0.66452 | 0.69714 | 0.68807 | 0.50992 | 0.70266
% C2 | 0.16172 | 0.031253 | -0.062244 | 0.061468 | 0.13356 | -0.03332 | -0.081411 | -0.084122 | 0.16183 | -0.081854 | -0.32295 | 0.25832 | 0.22022 | -0.16937 | -0.16155 | -0.012035 | -0.21929 | -0.12312 | -0.16778 | -0.14521 | -0.19927 | -0.12259 | 0.15485 | 0.064447 | 0.17264 | 0.097292 | -0.06808 | -0.20323 | -0.17126 | -0.22499 | -0.13368 | -0.27502 | -0.29343 | -0.2689 | -0.14807 | -0.08966 | 0.46211 | -0.27607 | -0.12896 | -0.16111 | -0.16015 | -0.2869 | -0.21906 | -0.41176
% C3 | 0.37831 | -0.17979 | -0.23266 | 0.24179 | 0.38555 | -0.13652 | -0.26086 | -0.23935 | 0.38723 | -0.24152 | 0.0054678 | 0.13755 | 0.34294 | -0.32247 | -0.23936 | -0.18241 | -0.143 | -0.26308 | -0.31117 | -0.29011 | -0.37002 | -0.26584 | -0.030922 | 0.12578 | 0.15064 | -0.0039179 | 0.066782 | -0.27706 | -0.25376 | -0.30074 | -0.23414 | -0.41478 | -0.44356 | -0.36289 | -0.23689 | 0.16715 | 0.65414 | -0.34059 | -0.2374 | -0.2364 | -0.24351 | -0.44044 | -0.30984 | -0.371 | 0.81957
% C4 | 0.36406 | -0.063567 | -0.23099 | 0.16826 | 0.28441 | -0.15955 | -0.25197 | -0.23853 | 0.28819 | -0.24062 | 0.058709 | 0.014333 | 0.23776 | -0.38966 | -0.15377 | -0.080244 | -0.028087 | -0.28607 | -0.36325 | -0.32606 | -0.35277 | -0.29921 | -0.032665 | 0.017507 | 0.046693 | -0.014471 | 0.0047338 | -0.36247 | -0.32338 | -0.38036 | -0.29709 | -0.46647 | -0.50586 | -0.44795 | -0.30221 | 0.12699 | 0.55311 | -0.44589 | -0.30326 | -0.31164 | -0.30208 | -0.49509 | -0.38968 | -0.43177 | 0.75035 | 0.87866
% C5 | -0.10456 | -0.18465 | -0.29806 | -0.51961 | -0.29352 | -0.40879 | -0.24255 | -0.22045 | -0.29192 | -0.23679 | 0.023905 | -0.1916 | -0.12568 | -0.14982 | -0.18741 | -0.16239 | 0.20215 | -0.31112 | -0.12802 | -0.24089 | 0.23033 | -0.25017 | -0.47299 | 0.19712 | -0.1496 | -0.26815 | 0.3154 | -0.37872 | -0.38708 | -0.35852 | -0.386 | -0.059285 | -0.13061 | -0.28982 | -0.39085 | -0.47935 | -0.87972 | -0.34189 | -0.37762 | -0.39561 | -0.38764 | -0.047208 | -0.32927 | -0.50503 | -0.48941 | -0.58584 | -0.49733
Si | 0.17597 | -0.070577 | -0.05378 | 0.22671 | 0.17739 | 0.0064746 | -0.072352 | -0.06279 | 0.18598 | -0.061551 | 0.3761 | -0.1703 | -0.031222 | -0.16562 | -0.029046 | -0.070969 | 0.046912 | -0.05103 | -0.11771 | -0.080697 | -0.22649 | -0.060197 | -0.083205 | -0.016866 | 0.082229 | -0.062782 | 0.050837 | 0.0077633 | 0.021495 | 0.0036215 | 0.018814 | -0.10256 | -0.089477 | -0.036601 | 0.030664 | 0.64107 | 0.42424 | -0.029825 | -0.0023722 | 0.034635 | 0.032043 | -0.11538 | -0.014692 | 0.055093 | -0.091944 | 0.26545 | 0.19048 | -0.18989
TPN | -0.24732 | 0.67963 | 0.86907 | 0.23463 | -0.21076 | 0.85518 | 0.89324 | 0.90887 | -0.2348 | 0.90626 | 0.16411 | -0.031874 | -0.42021 | 0.93987 | 0.75901 | 0.70326 | -0.06581 | 0.87639 | 0.99007 | 0.94661 | 0.58723 | 0.93375 | 0.59503 | -0.36184 | -0.25093 | 0.082305 | -0.26388 | 0.84888 | 0.85881 | 0.85124 | 0.86627 | 0.92277 | 0.88414 | 0.86173 | 0.86182 | 0.11194 | -0.020074 | 0.81435 | 0.87387 | 0.86211 | 0.86054 | 0.91884 | 0.87438 | 0.46002 | -0.18192 | -0.2894 | -0.33481 | -0.14414 | -0.071253

## F6.DBPFP-Unfiltered
Appendix Table F6. Spearman rank correlations (rho values) between unfiltered water DBP formation potentials and select environmental variables.
[Includes watershed samples from the four basin-wide synoptic (n=51). Variables defined in table 6. Probability values associated with rho values having probabilities of 0.05, 0.01, and 0.001 are bolded and/or color coded according to the table in the explanation.]
Variables | STHMFP-U | STHAAFP-U | CHCl3-FP-U | CHBrCl2-FP-U | CHBr2Cl-FP-U | THM4-FP-U | MCAA-FP-U | DCAA-FP-U | MBAA-FP-U | TCAA-FP-U | DBAA-FP-U | HAA5-FP-U | Temp | DO% | pH | Turbidity | Chla_susp | DOC | TPC | TOC | %C as POC | A254 | SUVA | 275-295 slope | 290-350 slope | 350-400 slope | SR (275-295/350-400) | PEAK_A | PEAK_C | PEAK_M | PEAK_D | PEAK_B | PEAK_T | PEAK_N | FDOM | FI | HI | C1 | C2 | C3 | C4 | C5 | Total C Loading | % C1 | % C2 | % C3 | % C4 | % C5 | Si | TPN
STHMFP-U
STHAAFP-U | -0.38975
CHCl3-FP-U | -0.1764 | 0.6319 | [7 empty] | Explanation
CHBrCl2-FP-U | 0.67401 | -0.20234 | 0.24451 | [6 empty] | P< | Rho
CHBr2Cl-FP-U | 0.61996 | -0.65881 | -0.30785 | 0.74113 | [5 empty] | 0.05 | 0.27586 | -0.27586
THM4-FP-U | -0.029045 | 0.53016 | 0.97929 | 0.4311 | -0.11582 |  |  |  |  | 0.01 | 0.35732 | -0.35732
MCAA-FP-U | -0.11981 | 0.60717 | 0.98356 | 0.27227 | -0.26034 | 0.9715 |  |  |  | 0.001 | 0.44683 | -0.44683
DCAA-FP-U | -0.27898 | 0.66734 | 0.99143 | 0.16714 | -0.35366 | 0.95696 | 0.9728
MBAA-FP-U | 0.2568 | 0.057863 | 0.3815 | 0.51581 | 0.32834 | 0.46711 | 0.3935 | 0.34491
TCAA-FP-U | -0.29158 | 0.70307 | 0.98455 | 0.14046 | -0.37885 | 0.94468 | 0.96456 | 0.99686 | 0.30695
DBAA-FP-U | 0.59386 | -0.67849 | -0.35687 | 0.71012 | 0.98964 | -0.16873 | -0.31363 | -0.39825 | 0.29106 | -0.42343
HAA5-FP-U | -0.27447 | 0.68269 | 0.98951 | 0.16582 | -0.35469 | 0.9549 | 0.97178 | 0.99908 | 0.33275 | 0.9991 | -0.39985
Temp | 0.29254 | 0.024323 | 0.13027 | 0.20739 | 0.088414 | 0.16158 | 0.15619 | 0.087856 | 0.28585 | 0.083579 | 0.021167 | 0.08955
DO% | 0.23654 | -0.011223 | 0.066286 | 0.40133 | 0.31847 | 0.14245 | 0.06406 | 0.052032 | 0.10036 | 0.044957 | 0.33772 | 0.052725 | -0.15143
pH | 0.29497 | -0.46051 | -0.48303 | 0.23356 | 0.51945 | -0.39627 | -0.47437 | -0.50576 | 0.1001 | -0.52322 | 0.56338 | -0.51097 | -0.047005 | 0.55734
Turbidity | -0.23928 | 0.51017 | 0.9545 | 0.16155 | -0.30057 | 0.92563 | 0.94847 | 0.95385 | 0.35611 | 0.9362 | -0.34005 | 0.9454 | 0.07187 | 0.027096 | -0.484
Chla_susp | -0.31015 | 0.47459 | 0.70673 | 0.24092 | -0.13226 | 0.70684 | 0.67255 | 0.72029 | 0.19738 | 0.72264 | -0.16995 | 0.72253 | 0.21548 | 0.0611 | -0.28295 | 0.60695
DOC | -0.27842 | 0.61589 | 0.96836 | 0.24214 | -0.27972 | 0.94993 | 0.95051 | 0.97412 | 0.32784 | 0.96872 | -0.32455 | 0.9726 | 0.067331 | 0.10752 | -0.47049 | 0.91942 | 0.71969
TPC | -0.25917 | 0.48999 | 0.94849 | 0.20302 | -0.25103 | 0.92921 | 0.92715 | 0.94882 | 0.38441 | 0.93197 | -0.28987 | 0.94093 | 0.078681 | -0.0026143 | -0.43986 | 0.96147 | 0.73821 | 0.90122
TOC | -0.27716 | 0.5776 | 0.984 | 0.2315 | -0.27446 | 0.96475 | 0.96422 | 0.98759 | 0.36009 | 0.97718 | -0.31786 | 0.98332 | 0.073841 | 0.063295 | -0.46916 | 0.96021 | 0.74549 | 0.98282 | 0.96572
%C as POC | -0.35611 | 0.23957 | 0.41726 | -0.0873 | -0.24185 | 0.37565 | 0.40451 | 0.43484 | -0.052323 | 0.44174 | -0.25148 | 0.4371 | -0.028814 | -0.27461 | -0.33616 | 0.46426 | 0.54973 | 0.34613 | 0.58507 | 0.4565
A254 | -0.27291 | 0.60321 | 0.98016 | 0.21114 | -0.296 | 0.95644 | 0.96044 | 0.98569 | 0.43599 | 0.97255 | -0.33831 | 0.97975 | 0.071584 | 0.080391 | -0.4421 | 0.9625 | 0.68507 | 0.96735 | 0.95016 | 0.98411 | 0.3957
SUVA | -0.37216 | 0.7004 | 0.69982 | 0.10535 | -0.30051 | 0.66737 | 0.68239 | 0.72602 | 0.26878 | 0.73592 | -0.31561 | 0.7316 | -0.082274 | 0.15929 | -0.2307 | 0.64494 | 0.49665 | 0.72854 | 0.61808 | 0.69963 | 0.30271 | 0.74268
275-295 slope | 0.12382 | -0.56003 | -0.44455 | -0.12767 | 0.28413 | -0.4224 | -0.44576 | -0.45503 | -0.15671 | -0.45412 | 0.28295 | -0.4538 | -0.069369 | 0.10862 | 0.35105 | -0.37222 | -0.35395 | -0.46008 | -0.35899 | -0.42848 | -0.013494 | -0.45111 | -0.38885
290-350 slope | -0.10056 | -0.27515 | -0.25589 | 0.015927 | 0.22757 | -0.22878 | -0.30343 | -0.2565 | -0.056253 | -0.25841 | 0.23591 | -0.2582 | -0.30325 | 0.16423 | 0.1989 | -0.24808 | -0.16319 | -0.18455 | -0.22525 | -0.20648 | -0.046949 | -0.22828 | -0.025035 | 0.64696
350-400 slope | 0.036289 | 0.094909 | 0.19523 | 0.29088 | 0.10207 | 0.2349 | 0.18773 | 0.1754 | 0.11453 | 0.17139 | 0.083828 | 0.17573 | -0.13965 | 0.23621 | 0.12899 | 0.1505 | 0.18556 | 0.23513 | 0.13209 | 0.1971 | 0.053608 | 0.20309 | 0.37254 | 0.11997 | 0.20473
SR (275-295/350-400) | 0.084661 | -0.39063 | -0.39602 | -0.25914 | 0.11205 | -0.40654 | -0.3904 | -0.38906 | -0.15678 | -0.38523 | 0.12668 | -0.38793 | 0.11026 | -0.14126 | 0.07285 | -0.32154 | -0.36707 | -0.4334 | -0.30846 | -0.39098 | -0.090085 | -0.41245 | -0.51293 | 0.42048 | 0.14272 | -0.81984
PEAK_A | -0.27809 | 0.53337 | 0.92288 | 0.25412 | -0.23507 | 0.91074 | 0.91424 | 0.92062 | 0.35456 | 0.90526 | -0.27632 | 0.91406 | 0.09196 | 0.07454 | -0.44552 | 0.90961 | 0.64924 | 0.96646 | 0.8677 | 0.94846 | 0.31439 | 0.93563 | 0.71283 | -0.41798 | -0.12812 | 0.25398 | -0.42402
PEAK_C | -0.28411 | 0.5634 | 0.93707 | 0.26073 | -0.2422 | 0.92469 | 0.92314 | 0.93714 | 0.37144 | 0.92396 | -0.28409 | 0.93169 | 0.08806 | 0.084414 | -0.44343 | 0.90836 | 0.67743 | 0.97933 | 0.87696 | 0.96011 | 0.31391 | 0.94986 | 0.73221 | -0.43961 | -0.13296 | 0.25468 | -0.43872 | 0.99681
PEAK_M | -0.28124 | 0.52975 | 0.92463 | 0.24664 | -0.24441 | 0.91072 | 0.91646 | 0.92285 | 0.34735 | 0.90734 | -0.28545 | 0.91608 | 0.088903 | 0.0656 | -0.45064 | 0.91128 | 0.65133 | 0.96832 | 0.87115 | 0.95104 | 0.31822 | 0.93669 | 0.70326 | -0.42074 | -0.13974 | 0.2504 | -0.42229 | 0.99932 | 0.99608
PEAK_D | -0.28493 | 0.5878 | 0.94757 | 0.26051 | -0.24894 | 0.93434 | 0.93075 | 0.94924 | 0.37067 | 0.9386 | -0.29127 | 0.94514 | 0.085989 | 0.095478 | -0.44863 | 0.91116 | 0.69188 | 0.9859 | 0.8841 | 0.96708 | 0.32376 | 0.95757 | 0.74368 | -0.44468 | -0.13546 | 0.25547 | -0.443 | 0.99135 | 0.99811 | 0.99003
PEAK_B | -0.30134 | 0.50735 | 0.93264 | 0.15489 | -0.32491 | 0.9005 | 0.91406 | 0.9395 | 0.4099 | 0.91582 | -0.36057 | 0.92656 | 0.057334 | 0.048873 | -0.44658 | 0.96312 | 0.62864 | 0.91386 | 0.94283 | 0.94894 | 0.42293 | 0.96625 | 0.63816 | -0.43496 | -0.24617 | 0.13645 | -0.34628 | 0.89585 | 0.90136 | 0.90072 | 0.90315
PEAK_T | -0.32136 | 0.50898 | 0.92328 | 0.1878 | -0.31256 | 0.89601 | 0.90481 | 0.92979 | 0.33052 | 0.90786 | -0.34609 | 0.91772 | 0.026333 | 0.088064 | -0.45332 | 0.93239 | 0.66169 | 0.94379 | 0.91297 | 0.95416 | 0.38512 | 0.94863 | 0.63802 | -0.45072 | -0.18462 | 0.18491 | -0.39519 | 0.93762 | 0.94108 | 0.94327 | 0.9399 | 0.96753
PEAK_N | -0.28904 | 0.51023 | 0.92355 | 0.22709 | -0.26258 | 0.9057 | 0.91691 | 0.9225 | 0.32718 | 0.90389 | -0.30134 | 0.91361 | 0.076184 | 0.063473 | -0.46096 | 0.92707 | 0.64264 | 0.96137 | 0.88493 | 0.95275 | 0.34286 | 0.93766 | 0.67572 | -0.4179 | -0.15372 | 0.23467 | -0.40832 | 0.99275 | 0.98667 | 0.995 | 0.97956 | 0.92307 | 0.96515
FDOM | -0.28336 | 0.57759 | 0.94241 | 0.26533 | -0.24309 | 0.93038 | 0.9258 | 0.94329 | 0.37626 | 0.93162 | -0.28533 | 0.93866 | 0.089114 | 0.092485 | -0.44222 | 0.90592 | 0.68905 | 0.98342 | 0.87932 | 0.96356 | 0.31487 | 0.95385 | 0.73898 | -0.44565 | -0.13323 | 0.25488 | -0.44287 | 0.99295 | 0.99911 | 0.9919 | 0.99959 | 0.90051 | 0.93959 | 0.98109
FI | 0.085881 | 0.2002 | 0.18439 | 0.34159 | 0.079068 | 0.22789 | 0.17679 | 0.16642 | 0.31894 | 0.15949 | 0.078326 | 0.16557 | 0.18994 | -0.11361 | -0.11364 | 0.068184 | 0.19467 | 0.24725 | 0.086714 | 0.18504 | -0.23969 | 0.19218 | 0.19639 | -0.46442 | -0.095067 | -0.0060739 | -0.20683 | 0.30046 | 0.31625 | 0.29817 | 0.30802 | 0.14188 | 0.22446 | 0.26831 | 0.32246
HI | 0.07526 | 0.14522 | 0.038734 | 0.34169 | 0.29672 | 0.10451 | 0.014901 | 0.021836 | 0.26062 | 0.027035 | 0.29403 | 0.029227 | 0.15958 | 0.14228 | 0.21107 | -0.07734 | 0.16244 | 0.10971 | -0.062002 | 0.039316 | -0.31167 | 0.042794 | 0.24634 | -0.092698 | 0.23691 | 0.23831 | -0.24528 | 0.18671 | 0.19926 | 0.16371 | 0.20278 | -0.12005 | -0.055293 | 0.092971 | 0.20862 | 0.5581
C1 | -0.26958 | 0.47032 | 0.88024 | 0.22588 | -0.23077 | 0.86618 | 0.88265 | 0.87504 | 0.29907 | 0.85641 | -0.26892 | 0.86664 | 0.084915 | 0.044129 | -0.45215 | 0.89584 | 0.58727 | 0.92671 | 0.83616 | 0.91122 | 0.31531 | 0.89136 | 0.65788 | -0.37505 | -0.1275 | 0.2479 | -0.39123 | 0.98736 | 0.97202 | 0.98811 | 0.95936 | 0.87074 | 0.91851 | 0.98851 | 0.9622 | 0.26231 | 0.13915
C2 | -0.28309 | 0.58749 | 0.95194 | 0.25574 | -0.25105 | 0.93791 | 0.93639 | 0.95363 | 0.37078 | 0.94237 | -0.29314 | 0.9492 | 0.08385 | 0.099741 | -0.45192 | 0.92342 | 0.68601 | 0.98539 | 0.8923 | 0.97027 | 0.33293 | 0.96277 | 0.74694 | -0.44068 | -0.13975 | 0.25264 | -0.43881 | 0.9915 | 0.99719 | 0.98975 | 0.99923 | 0.9112 | 0.94325 | 0.98117 | 0.99824 | 0.28653 | 0.18852 | 0.96118
C3 | -0.2786 | 0.5594 | 0.93712 | 0.26967 | -0.23238 | 0.92672 | 0.92167 | 0.93614 | 0.39007 | 0.92217 | -0.27475 | 0.93037 | 0.093819 | 0.088513 | -0.43391 | 0.90783 | 0.67738 | 0.97713 | 0.87852 | 0.95946 | 0.31128 | 0.95156 | 0.73517 | -0.43704 | -0.12685 | 0.25311 | -0.43659 | 0.99562 | 0.99953 | 0.99419 | 0.99804 | 0.90198 | 0.93842 | 0.98375 | 0.99909 | 0.32203 | 0.21268 | 0.96842 | 0.99717
C4 | -0.28511 | 0.57725 | 0.94192 | 0.26262 | -0.2463 | 0.92928 | 0.92582 | 0.94313 | 0.37897 | 0.93141 | -0.28898 | 0.93845 | 0.091117 | 0.086474 | -0.44173 | 0.90406 | 0.69045 | 0.98402 | 0.87791 | 0.96332 | 0.31152 | 0.95416 | 0.73818 | -0.44979 | -0.13885 | 0.25265 | -0.44348 | 0.99244 | 0.999 | 0.99193 | 0.99885 | 0.90114 | 0.93946 | 0.98069 | 0.99965 | 0.32512 | 0.20257 | 0.9614 | 0.9971 | 0.99879
C5 | -0.29392 | 0.48787 | 0.92538 | 0.16523 | -0.31859 | 0.89522 | 0.90606 | 0.93119 | 0.38802 | 0.906 | -0.3521 | 0.91731 | 0.039907 | 0.065368 | -0.4349 | 0.95197 | 0.64204 | 0.90915 | 0.94244 | 0.94596 | 0.4237 | 0.95609 | 0.61314 | -0.4343 | -0.23782 | 0.13889 | -0.35162 | 0.88694 | 0.89366 | 0.8934 | 0.89537 | 0.99084 | 0.98181 | 0.92123 | 0.89333 | 0.15713 | -0.13929 | 0.86182 | 0.90264 | 0.89316 | 0.8936
Total C Loading | -0.28571 | 0.53704 | 0.9391 | 0.24162 | -0.25493 | 0.92334 | 0.92874 | 0.93842 | 0.36247 | 0.9216 | -0.29546 | 0.93076 | 0.082884 | 0.072702 | -0.45361 | 0.9316 | 0.65939 | 0.97326 | 0.89454 | 0.96396 | 0.33931 | 0.95431 | 0.70826 | -0.4277 | -0.15053 | 0.23943 | -0.41925 | 0.99707 | 0.99558 | 0.99769 | 0.99139 | 0.9255 | 0.95955 | 0.99663 | 0.99231 | 0.27964 | 0.13378 | 0.98221 | 0.99271 | 0.99432 | 0.99193 | 0.91945
% C1 | -0.18796 | 0.27684 | 0.50239 | 0.29002 | -0.025035 | 0.52207 | 0.52434 | 0.49081 | 0.2585 | 0.46641 | -0.031463 | 0.48042 | 0.057506 | 0.058727 | -0.16828 | 0.49543 | 0.41735 | 0.59547 | 0.45706 | 0.55135 | 0.097636 | 0.53418 | 0.49226 | -0.29934 | 0.024045 | 0.26849 | -0.35473 | 0.72779 | 0.70286 | 0.72943 | 0.67171 | 0.49812 | 0.60846 | 0.71918 | 0.68469 | 0.43689 | 0.33282 | 0.7679 | 0.66452 | 0.69714 | 0.68807 | 0.50992 | 0.70266
% C2 | 0.069638 | 0.15225 | -0.10985 | 0.0056479 | 0.13075 | -0.094783 | -0.14195 | -0.094989 | -0.065309 | -0.063776 | 0.1498 | -0.076787 | -0.32295 | 0.25832 | 0.22022 | -0.16937 | -0.16155 | -0.12312 | -0.16778 | -0.14521 | -0.19927 | -0.12259 | 0.15485 | 0.064447 | 0.17264 | 0.097292 | -0.06808 | -0.20323 | -0.17126 | -0.22499 | -0.13368 | -0.27502 | -0.29343 | -0.2689 | -0.14807 | -0.08966 | 0.46211 | -0.27607 | -0.12896 | -0.16111 | -0.16015 | -0.2869 | -0.21906 | -0.41176
% C3 | 0.31733 | -0.10462 | -0.2476 | 0.18747 | 0.36994 | -0.18447 | -0.26276 | -0.26856 | 0.12917 | -0.25071 | 0.36749 | -0.2542 | 0.0054678 | 0.13755 | 0.34294 | -0.32247 | -0.23936 | -0.26308 | -0.31117 | -0.29011 | -0.37002 | -0.26584 | -0.030922 | 0.12578 | 0.15064 | -0.0039179 | 0.066782 | -0.27706 | -0.25376 | -0.30074 | -0.23414 | -0.41478 | -0.44356 | -0.36289 | -0.23689 | 0.16715 | 0.65414 | -0.34059 | -0.2374 | -0.2364 | -0.24351 | -0.44044 | -0.30984 | -0.371 | 0.81957
% C4 | 0.25678 | 0.041336 | -0.27458 | 0.094797 | 0.26298 | -0.23233 | -0.29032 | -0.2728 | 0.057512 | -0.23821 | 0.25496 | -0.25073 | 0.058709 | 0.014333 | 0.23776 | -0.38966 | -0.15377 | -0.28607 | -0.36325 | -0.32606 | -0.35277 | -0.29921 | -0.032665 | 0.017507 | 0.046693 | -0.014471 | 0.0047338 | -0.36247 | -0.32338 | -0.38036 | -0.29709 | -0.46647 | -0.50586 | -0.44795 | -0.30221 | 0.12699 | 0.55311 | -0.44589 | -0.30326 | -0.31164 | -0.30208 | -0.49509 | -0.38968 | -0.43177 | 0.75035 | 0.87866
% C5 | -0.058015 | -0.26819 | -0.24 | -0.37223 | -0.24844 | -0.30129 | -0.23939 | -0.22586 | -0.28691 | -0.23086 | -0.24481 | -0.23448 | 0.023905 | -0.1916 | -0.12568 | -0.14982 | -0.18741 | -0.31112 | -0.12802 | -0.24089 | 0.23033 | -0.25017 | -0.47299 | 0.19712 | -0.1496 | -0.26815 | 0.3154 | -0.37872 | -0.38708 | -0.35852 | -0.386 | -0.059285 | -0.13061 | -0.28982 | -0.39085 | -0.47935 | -0.87972 | -0.34189 | -0.37762 | -0.39561 | -0.38764 | -0.047208 | -0.32927 | -0.50503 | -0.48941 | -0.58584 | -0.49733
Si | 0.19521 | -0.058432 | -0.050786 | 0.19533 | 0.11844 | -0.015137 | -0.073116 | -0.081617 | 0.32698 | -0.080218 | 0.091972 | -0.078544 | 0.3761 | -0.1703 | -0.031222 | -0.16562 | -0.029046 | -0.05103 | -0.11771 | -0.080697 | -0.22649 | -0.060197 | -0.083205 | -0.016866 | 0.082229 | -0.062782 | 0.050837 | 0.0077633 | 0.021495 | 0.0036215 | 0.018814 | -0.10256 | -0.089477 | -0.036601 | 0.030664 | 0.64107 | 0.42424 | -0.029825 | -0.0023722 | 0.034635 | 0.032043 | -0.11538 | -0.014692 | 0.055093 | -0.091944 | 0.26545 | 0.19048 | -0.18989
TPN | -0.24067 | 0.48102 | 0.93239 | 0.21764 | -0.22535 | 0.91758 | 0.91227 | 0.93048 | 0.4274 | 0.9126 | -0.26768 | 0.92241 | 0.16411 | -0.031874 | -0.42021 | 0.93987 | 0.75901 | 0.87639 | 0.99007 | 0.94661 | 0.58723 | 0.93375 | 0.59503 | -0.36184 | -0.25093 | 0.082305 | -0.26388 | 0.84888 | 0.85881 | 0.85124 | 0.86627 | 0.92277 | 0.88414 | 0.86173 | 0.86182 | 0.11194 | -0.020074 | 0.81435 | 0.87387 | 0.86211 | 0.86054 | 0.91884 | 0.87438 | 0.46002 | -0.18192 | -0.2894 | -0.33481 | -0.14414 | -0.071253

## G1.Watershed data
Appendix Table G1. Dataset including streamflow, field parameters, carbon, chlorophyll-a, optical properties, nutrients, and DBP formation potential values for watershed samples collected in the Clackamas River Basin, Oregon, 2010-11.
[Loads were calculated by multiplying streamflow in cubic feet per second by concentration values in milligramps per liter, then multipliying by 2.4465888 to convert to units of kilograms per day. Yields were calculated by dividing the instantaneous loads by the basin area in kilometers.]
[8 empty] | Streamflow, Field Parameters, and Chlorophyll-a | [8 empty] | Carbon and Optical Properties | [19 empty] | PARAFAC | [11 empty] | Nutrients | [9 empty] | DBP Formation Potential - Filtered Samples (mg/L) | [13 empty] | DBP Formation Potential - Unfiltered Samples (mg/L) | [12 empty] | DBP Formation Potential Samples (umol) | [25 empty] | LOADS, in kg/day | [35 empty] | YIELDS, in kg/day/km2
[8 empty] | Stream-flow, in cubic feet per second | Tempera-ture, in degrees celsius | Specifc conduct-ance, in micro-semens per centimeter | Dissolved oxygen, in milligrams per liter | Percent saturation dissolved oxygen | pH, in standard units | Turbidity, in formazin nephelo-metric units | Chloro-phyll-a, in micrograms per liter | Chloro-phyll-a, water column, in micrograms per liter | Dissolved organic carbon, in milligrams per liter | Total particulate carbon, in milligrams per liter | Total organic carbon, in milligrams per liter | Percent total carbon as particulate carbon | Absorbance at 254 nm, in per centimeter | Specific UV absorbance at 254 nm, in per meter | Spectral Slope for 275-295 nm, in per nm | Spectral Slope for 290-350 nm, in per nm | Spectral Slope for 350-400 nm, in per nm | Spectral Slope Ratio, unitless | Fluor-escence Peak A, in raman units | Fluor-escence Peak C, in raman units | Fluor-escence Peak M, in raman units | Fluor-escence Peak D, in raman units | Fluor-escence Peak B, in raman units | Fluor-escence Peak T, in raman units | Fluor-escence Peak N, in raman units | Fluor-escence FDOM, in raman units | Fluor-escence Index Value, unitless | Humification index, unitless | Component 1, in fluor-escence maximum values | Component 2, in fluor-escence maximum values | Component 3, in fluor-escence maximum values | Component 4, in fluor-escence maximum values | Component 5, in fluor-escence maximum values | Total component fluorescence | Percentage of component 1 | Percentage of component 2 | Percentage of component 3 | Percentage of component 4 | Percentage of component 5 |  | Dissolved phosphate, in milligrams per liter | Total phosphorus, in milligrams per liter | Dissolved silicate, in milligrams per liter | Dissolved nitrate plus nitrite, in milligrams per liter | Dissolved nitrite, in milligrams per liter | Dissolved ammonium, in milligrams per liter | Dissolved inorganic nitrogen | Total particulate nitrogen, in milligrams per liter | Total nitrogen, in milligrams per liter |  | DBPFP filtered chloroform, in milligrams per liter | DBPFP filtered Bromodichloromethane, in milligrams per liter | DBPFP filtered dibromochloromethane, in milligrams per liter | DBPFP filtered bromoform, in milligrams per liter | DBPFP filtered total trihalomethanes, in milligrams per liter | Specific filtered total trihalomethanes, in milligrams DBP per milligrams of carbon | DBPFP filtered monochloroacetic acid, in milligrams per liter | DBPFP filtered dichloroacetic acid, in milligrams per liter | DBPFP filtered monobromoacetic acid, in milligrams per liter | DBPFP filtered trichloroacetic acid, in milligrams per liter | DBPFP filtered dibromoacetic acid, in milligrams per liter | DBPFP filtered total total haloacetic acid, in milligrams per liter | Specific filtered total haloacetic acids, in milligrams DBP per milligrams of carbon |  | DBPFP unfiltered chloroform, in milligrams per liter | DBPFP unfiltered Bromodichloromethane, in milligrams per liter | DBPFP unfiltered dibromochloromethane, in milligrams per liter | DBPFP unfiltered bromoform, in milligrams per liter | DBPFP unfiltered total trihalomethanes, in milligrams per liter | Specific unfiltered total trihalomethanes, in milligrams DBP per milligrams of carbon | DBPFP unfiltered monochloroacetic acid, in milligrams per liter | DBPFP unfiltered dichloroacetic acid, in milligrams per liter | DBPFP unfiltered monobromoacetic acid, in milligrams per liter | DBPFP unfiltered trichloroacetic acid, in milligrams per liter | DBPFP unfiltered dibromoacetic acid, in milligrams per liter | DBPFP unfiltered total total haloacetic acid, in milligrams per liter | Specific unfiltered total haloacetic acids, in milligrams DBP per milligrams of carbon | DBPFP filtered chloroform, in micromoles per liter | DBPFP filtered Bromodichloromethane, in micromoles per liter | DBPFP filtered dibromochloromethane, in micromoles per liter | DBPFP filtered bromoform, in micromoles per liter | DBPFP filtered total trihalomethanes, in micromoles per liter | Specific filtered total trihalomethanes, in millimoles DBP per mole of carbon | Ratio of Brominated to Chlorinated DBPs in filtered samples | DBPFP filtered monochloroacetic acid, in micromoles per liter | DBPFP filtered dichloroacetic acid, in micromoles per liter | DBPFP filtered monobromoacetic acid, in micromoles per liter | DBPFP filtered trichloroacetic acid, in micromoles per liter | DBPFP filtered dibromoacetic acid, in micromoles per liter | DBPFP filtered total total haloacetic acid, in micromoles per liter | Specific filtered total haloacetic acids, in millimoles DBP per mole of carbon | DBPFP unfiltered chloroform, in micromoles per liter | DBPFP unfiltered Bromodichloromethane, in micromoles per liter | DBPFP unfiltered dibromochloromethane, in micromoles per liter | DBPFP unfiltered bromoform, in micromoles per liter | DBPFP unfiltered total trihalomethanes, in micromoles per liter | Ratio of Brominated to Chlorinated DBPs in unfiltered samples | DBPFP unfiltered monochloroacetic acid, in micromoles per liter | DBPFP unfiltered dichloroacetic acid, in micromoles per liter | DBPFP unfiltered monobromoacetic acid, in micromoles per liter | DBPFP unfiltered trichloroacetic acid, in micromoles per liter | DBPFP unfiltered dibromoacetic acid, in micromoles per liter | DBPFP unfiltered total total haloacetic acid, in micromoles per liter | Chlorohpyll-a load, water column, in micrograms per liter (probe) | Chlorohpyll-a load, water column, in micrograms per liter (discrete) | Dissolved organic carbon load, in milligrams per liter | Total particulate carbon load, in milligrams per liter | Total organic carbon load, in milligrams per liter | Dissolved phosphate load, in milligrams per liter | Total phosphorus load, in milligrams per liter | Dissolved silicate load, in milligrams per liter | Dissolved nitrate plus nitrite load, in milligrams per liter | Dissolved nitrite load, in milligrams per liter | Dissolved ammonium load, in milligrams per liter | Dissolved inorganic nitrogen | Total particulate nitrogen load, in milligrams per liter | Total nitrogen load, in milligrams per liter | DBPFP Load, filtered chloroform, in kilograms per day | DBPFP Load, filtered Bromodichloromethane, in kilograms per day | DBPFP Load, filtered dibromochloromethane, in kilograms per day | DBPFP Load, filtered bromoform, in kilograms per day | DBPFP Load, filtered total trihalomethanes, in kilograms per day | DBPFP Load, filtered monochloroacetic acid, in kilograms per day | DBPFP Load, filtered dichloroacetic acid, in kilograms per day | DBPFP Load, filtered monobromoacetic acid, in kilograms per day | DBPFP Load, filtered trichloroacetic acid, in kilograms per day | DBPFP Load, filtered dibromoacetic acid, in kilograms per day | DBPFP Load, filtered total total haloacetic acid, in kilograms per day | DBPFP Load, unfiltered chloroform, in kilograms per day | DBPFP Load, unfiltered Bromodichloromethane, in kilograms per day | DBPFP Load, unfiltered dibromochloromethane, in kilograms per day | DBPFP Load, unfiltered bromoform, in kilograms per day | DBPFP Load, unfiltered total trihalomethanes, in kilograms per day | DBPFP Load, unfiltered monochloroacetic acid, in kilograms per day | DBPFP Load, unfiltered dichloroacetic acid, in kilograms per day | DBPFP Load, unfiltered monobromoacetic acid, in kilograms per day | DBPFP Load, unfiltered trichloroacetic acid, in kilograms per day | DBPFP Load, unfiltered dibromoacetic acid, in kilograms per day | DBPFP Load, unfiltered total total haloacetic acid, in kilograms per day | Chlorohpyll-a yield, water column (probe), in kilograms per day per square kilometer per square kilometer | Chlorohpyll-a yield, water column, in kilograms per day per square kilometer per square kilometer | Dissolved organic carbon yield, in kilograms per day per square kilometer per square kilometer | Total particulate carbon yield, in kilograms per day per square kilometer per square kilometer | Total organic carbon yield, in kilograms per day per square kilometer per square kilometer | Dissolved phosphate yield, in kilograms per day per square kilometer per square kilometer | Total phosphorus yield, in kilograms per day per square kilometer per square kilometer | Dissolved silicate yield, in kilograms per day per square kilometer per square kilometer | Dissolved nitrate plus nitrite yield, in kilograms per day per square kilometer per square kilometer | Dissolved nitrite yield, in kilograms per day per square kilometer per square kilometer | Dissolved ammonium yield, in kilograms per day per square kilometer per square kilometer | Dissolved inorganic nitrogen | Total particulate nitrogen yield, in kilograms per day per square kilometer per square kilometer | Total nitrogen yield, in kilograms per day per square kilometer per square kilometer | DBPFP yield, filtered chloroform, in kilograms per day per square kilometer | DBPFP yield, filtered Bromodichloromethane, in kilograms per day per square kilometer | DBPFP yield, filtered dibromochloromethane, in kilograms per day per square kilometer | DBPFP yield, filtered bromoform, in kilograms per day per square kilometer | DBPFP yield, filtered total trihalomethanes, in kilograms per day per square kilometer | DBPFP yield, filtered monochloroacetic acid, in kilograms per day per square kilometer | DBPFP yield, filtered dichloroacetic acid, in kilograms per day per square kilometer | DBPFP yield, filtered monobromoacetic acid, in kilograms per day per square kilometer | DBPFP yield, filtered trichloroacetic acid, in kilograms per day per square kilometer | DBPFP yield, filtered dibromoacetic acid, in kilograms per day per square kilometer | DBPFP yield, filtered total total haloacetic acid, in kilograms per day per square kilometer | DBPFP yield, unfiltered chloroform, in kilograms per day per square kilometer | DBPFP yield, unfiltered Bromodichloromethane, in kilograms per day per square kilometer | DBPFP yield, unfiltered dibromochloromethane, in kilograms per day per square kilometer | DBPFP yield, unfiltered bromoform, in kilograms per day per square kilometer | DBPFP yield, unfiltered total trihalomethanes, in kilograms per day per square kilometer | DBPFP yield, unfiltered monochloroacetic acid, in kilograms per day per square kilometer | DBPFP yield, unfiltered dichloroacetic acid, in kilograms per day per square kilometer | DBPFP yield, unfiltered monobromoacetic acid, in kilograms per day per square kilometer | DBPFP yield, unfiltered trichloroacetic acid, in kilograms per day per square kilometer | DBPFP yield, unfiltered dibromoacetic acid, in kilograms per day per square kilometer | DBPFP yield, unfiltered total total haloacetic acid, in kilograms per day per square kilometer
USGS Station ID Number | Sample Type | Sampling Event | Station Name | RM | Basin area (km2) | Date | Time | Flow | Temp | SC | DO | DO% | pH | Turbidity | Chl-a_probe | Chl-a_lab | DOC | TPC | TOC | %C as POC | A254 | SUVA | 275-295 slope | 290-350 slope | 350-400 slope | SR (275-295/ 350-400) | PEAK_A | PEAK_C | PEAK_M | PEAK_D | PEAK_B | PEAK_T | PEAK_N | FDOM | FI | HI | C1 | C2 | C3 | C4 | C5 | Total C Loading | % C1 | % C2 | % C3 | % C4 | % C5 |  | SRP | TP | Si | NO3 | NO2 | NH4 | DIN | TPN | TN |  | CHCl3-FP-F | CHBrCl2-FP-F | CHBr2Cl-FP-F | CHBr3-FP-F | THM4-FP-F | STHMFP-F | MCAA-FP-F | DCAA-FP-F | MBAA-FP-F | TCAA-FP-F | DBAA-FP-F | HAA5-FP-F | STHAAFP-F |  | CHCl3-FP-U | CHBrCl2-FP-U | CHBr2Cl-FP-U | CHBr3-FP-U | THM4-FP-U | STHMFP-U | MCAA-FP-U | DCAA-FP-U | MBAA-FP-U | TCAA-FP-U | DBAA-FP-U | HAA5-FP-U | SHAAFP-U | CHCl3-FP-F | CHBrCl2-FP-F | CHBr2Cl-FP-F | CHBr3-FP-F | THM4-FP-F | STHMFP-F | BR/CL-FP-F | MCAA-FP-F | DCAA-FP-F | MBAA-FP-F | TCAA-FP-F | DBAA-FP-F | HAA5-FP-F | SHAAFP-F | CHCl3-FP-U | CHBrCl2-FP-U | CHBr2Cl-FP-U | CHBr3-FP-U | THM4-FP-U | BR/CL-FP-U | MCAA-FP-U | DCAA-FP-U | MBAA-FP-U | TCAA-FP-U | DBAA-FP-U | HAA5-FP-U | LD_Chla | LD_Chla_susp | LD_DOC | LD_TPC | LD_TOC | LD_SRP | LD_TP | LD_Si | LD_NO3 | LD_NO2 | LD_NH4 | LD_DIN | LD_TPN | LD_TN | LD_CHCl3-FP-F | LD_CHBrCl2-FP-F | LD_CHBr2Cl-FP-F | LD_CHBr3-FP-F | LD_THM4-FP-F | LD_MCAA-FP-F | LD_DCAA-FP-F | LD_MBAA-FP-F | LD_TCAA-FP-F | LD_DBAA-FP-F | LD_HAA5-FP-F | LD_CHCl3-FP-U | LD_CHBrCl2-FP-U | LD_CHBr2Cl-FP-U | LD_CHBr3-FP-U | LD_THM4-FP-U | LD_MCAA-FP-U | LD_DCAA-FP-U | LD_MBAA-FP-U | LD_TCAA-FP-U | LD_DBAA-FP-U | LD_HAA5-FP-U | YLD_Chla | YLD_Chla_susp | YLD_DOC | YLD_TPC | YLD_TOC | YLD_SRP | YLD_TP | YLD_Si | YLD_NO3 | YLD_NO2 | YLD_NH4 | YLD_DIN | YLD_TPN | YLD_TN | YLD_CHCl3-FP-F | YLD_CHBrCl2-FP-F | YLD_CHBr2Cl-FP-F | YLD_CHBr3-FP-F | YLD_THM4-FP-F | YLD_MCAA-FP-F | YLD_DCAA-FP-F | YLD_MBAA-FP-F | YLD_TCAA-FP-F | YLD_DBAA-FP-F | YLD_HAA5-FP-F | YLD_CHCl3-FP-U | YLD_CHBrCl2-FP-U | YLD_CHBr2Cl-FP-U | YLD_CHBr3-FP-U | YLD_THM4-FP-U | YLD_MCAA-FP-U | YLD_DCAA-FP-U | YLD_MBAA-FP-U | YLD_TCAA-FP-U | YLD_DBAA-FP-U | YLD_HAA5-FP-U
14209710 | mainstem | monthly | Clackamas River at Carter Bridge | 40.8 | 1538.4529 | 2010-04-14 | 11:20 | 2940.2945 | 6.1 | 44 | 12.5 | 103.77 | 7.6 | 2.9 | -- | 0.301 | 1.4 | 0.212 | 1.612 | 13.1514 | 0.0357 | 2.7143 | 0.013356 | 0.014227 | 0.014563 | 0.91709 | 0.11136 | 0.061626 | 0.052836 | 0.035366 | 0.12109 | 0.10272 | 0.058594 | 0.051849 | 1.3622 | 2.132 | 0.048716 | 0.04079 | 0.062162 | 0.054397 | 0.090974 | 0.29704 | 16.4006 | 13.7322 | 20.9272 | 18.3131 | 30.6269 | -- | 0.018 | 0.0095 | 1.121 | 0.01 | 0.004 | 0.002 | 0.012 | 0.027 | 0.039 | -- | -- | -- | -- | -- | -- | -- | -- | -- | -- | -- | -- | -- | -- | -- | -- | -- | -- | -- | -- | -- | -- | -- | -- | -- | -- | -- | -- | -- | -- | -- | -- | -- | -- | -- | -- | -- | -- | -- | -- | -- | -- | -- | -- | -- | -- | -- | -- | -- | -- | -- | -- | -- | -- | -- | 2.1653 | 10071.1682 | 1525.0626 | 11596.2308 | 129.4864 | 68.3401 | 8064.1282 | 71.9369 | 28.7748 | 14.3874 | 86.3243 | 194.2297 | 280.554 | -- | -- | -- | -- | -- | -- | -- | -- | -- | -- | -- | -- | -- | -- | -- | -- | -- | -- | -- | -- | -- | -- | -- | 0.0014074 | 6.5463 | 0.9913 | 7.5376 | 0.084167 | 0.044421 | 5.2417 | 0.046759 | 0.018704 | 0.0093519 | 0.056111 | 0.12625 | 0.18236 | -- | -- | -- | -- | -- | -- | -- | -- | -- | -- | -- | -- | -- | -- | -- | -- | -- | -- | -- | -- | -- | --
14210000 | mainstem | monthly | Clackamas River at Estacada | 23.1 | 1761.1919 | 2010-04-14 | 10:45 | 3634.52 | 7 | 46 | 11.9 | 99.07 | 7.6 | 1.8 | 0 | 0.47124 | 1.2 | 0.174 | 1.374 | 12.6638 | 0.0324 | 3 | 0.013251 | 0.01416 | 0.014458 | 0.91653 | 0.10231 | 0.055911 | 0.048647 | 0.029479 | 0.044017 | 0.073871 | 0.048656 | 0.046026 | 1.331 | 2.5964 | 0.052387 | 0.035721 | 0.053105 | 0.048604 | 0.05265 | 0.24247 | 21.6057 | 14.7323 | 21.902 | 20.0457 | 21.7143 | -- | 0.015 | 0.0095 | 2.376 | 0.018 | 0.001 | 0.004 | 0.022 | 0.029 | 0.051 | -- | -- | -- | -- | -- | -- | -- | -- | -- | -- | -- | -- | -- | -- | -- | -- | -- | -- | -- | -- | -- | -- | -- | -- | -- | -- | -- | -- | -- | -- | -- | -- | -- | -- | -- | -- | -- | -- | -- | -- | -- | -- | -- | -- | -- | -- | -- | -- | -- | -- | -- | -- | -- | -- | -- | 4.1904 | 10670.6111 | 1547.2386 | 12217.8497 | 133.3826 | 84.4757 | 21127.81 | 160.0592 | 8.8922 | 35.5687 | 195.6279 | 257.8731 | 453.501 | -- | -- | -- | -- | -- | -- | -- | -- | -- | -- | -- | -- | -- | -- | -- | -- | -- | -- | -- | -- | -- | -- | -- | 0.0023793 | 6.0587 | 0.87852 | 6.9373 | 0.075734 | 0.047965 | 11.9963 | 0.090881 | 0.005049 | 0.020196 | 0.11108 | 0.14642 | 0.2575 | -- | -- | -- | -- | -- | -- | -- | -- | -- | -- | -- | -- | -- | -- | -- | -- | -- | -- | -- | -- | -- | --
14211005 | mainstem | monthly | Clackamas River Water- Source water | 3.1 | 2429.4088 | 2010-04-14 | 12:15 | 3801.33 | 7.1 | 47 | 12 | 99.21 | 7.6 | 1.3 | 0.2 | 0.61893 | 1.3 | 0.284 | 1.584 | 17.9293 | 0.0348 | 3 | 0.012707 | 0.013452 | 0.014124 | 0.89967 | 0.10571 | 0.057959 | 0.045431 | 0.03038 | 0.036705 | 0.036117 | 0.034861 | 0.046879 | 1.3486 | 3.8797 | 0.046213 | 0.036269 | 0.05809 | 0.050425 | 0.026898 | 0.2179 | 21.2089 | 16.6452 | 26.6595 | 23.1419 | 12.3445 | -- | 0.03 | 0.0095 | 1.379 | 0.112 | 0.002 | 0.01 | 0.122 | 0.024 | 0.14742 | -- | -- | -- | -- | -- | -- | -- | -- | -- | -- | -- | -- | -- | -- | -- | -- | -- | -- | -- | -- | -- | -- | -- | -- | -- | -- | -- | -- | -- | -- | -- | -- | -- | -- | -- | -- | -- | -- | -- | -- | -- | -- | -- | -- | -- | -- | -- | -- | -- | -- | -- | -- | -- | -- | 1.8601 | 5.7563 | 12090.3788 | 2641.2828 | 14731.6616 | 279.0087 | 88.3528 | 12825.1018 | 1041.6326 | 18.6006 | 93.0029 | 1134.6356 | 223.207 | 1371.049 | -- | -- | -- | -- | -- | -- | -- | -- | -- | -- | -- | -- | -- | -- | -- | -- | -- | -- | -- | -- | -- | -- | 0.00076564 | 0.0023694 | 4.9767 | 1.0872 | 6.0639 | 0.11485 | 0.036368 | 5.2791 | 0.42876 | 0.0076564 | 0.038282 | 0.46704 | 0.091877 | 0.56435 | -- | -- | -- | -- | -- | -- | -- | -- | -- | -- | -- | -- | -- | -- | -- | -- | -- | -- | -- | -- | -- | --
14211023 | mainstem | monthly | City of Lake Oswego DWTP - Source water | 0.9 | 2434.5888 | 2010-04-14 | 13:50 | 3989.3 | 7.2 | 47 | 12.2 | 101.11 | 7.6 | 1.2 | 0.3 | 0.63875 | 1.3 | 0.233 | 1.533 | 15.199 | 0.0336 | 3 | 0.012538 | 0.013438 | 0.0139 | 0.90204 | 0.10587 | 0.058688 | 0.045831 | 0.029259 | 0.040512 | 0.030931 | 0.034652 | 0.045587 | 1.3583 | 3.9765 | 0.047735 | 0.036236 | 0.058347 | 0.050781 | 0.025588 | 0.21869 | 21.8281 | 16.5697 | 26.6808 | 23.2208 | 11.7006 | -- | 0.019 | 0.0095 | 0.975 | 0.112 | 0.001 | 0.002 | 0.114 | 0.027 | 0.14616 | -- | -- | -- | -- | -- | -- | -- | -- | -- | -- | -- | -- | -- | -- | -- | -- | -- | -- | -- | -- | -- | -- | -- | -- | -- | -- | -- | -- | -- | -- | -- | -- | -- | -- | -- | -- | -- | -- | -- | -- | -- | -- | -- | -- | -- | -- | -- | -- | -- | -- | -- | -- | -- | -- | 2.9281 | 6.2343 | 12688.2297 | 2274.1212 | 14962.3509 | 185.4434 | 92.7217 | 9516.1723 | 1093.1398 | 9.7602 | 19.5204 | 1112.6601 | 263.5248 | 1426.5474 | -- | -- | -- | -- | -- | -- | -- | -- | -- | -- | -- | -- | -- | -- | -- | -- | -- | -- | -- | -- | -- | -- | 0.0012027 | 0.0025607 | 5.2117 | 0.93409 | 6.1457 | 0.07617 | 0.038085 | 3.9087 | 0.449 | 0.004009 | 0.0080179 | 0.45702 | 0.10824 | 0.58595 | -- | -- | -- | -- | -- | -- | -- | -- | -- | -- | -- | -- | -- | -- | -- | -- | -- | -- | -- | -- | -- | --
14209710 | mainstem | Synoptic_1 | Clackamas River at Carter Bridge | 40.8 | 1538.4529 | 2010-05-11 | 7:00 | 2664.8458 | 7.3 | 43 | 12.2 | 104.37 | 7.6 | 4.1 | -- | 0.33831 | 1.2 | 0.283 | 1.483 | 19.0829 | 0.0307 | 2.5833 | 0.013349 | 0.014541 | 0.01521 | 0.87763 | 0.10202 | 0.057413 | 0.050391 | 0.032743 | 0.060462 | 0.084931 | 0.055645 | 0.048741 | 1.3529 | 2.3927 | 0.053556 | 0.039072 | 0.053397 | 0.048456 | 0.065431 | 0.25991 | 20.6054 | 15.0327 | 20.5444 | 18.6431 | 25.1744 | -- | 0.012 | 0.01901 | 6.43 | 0.023 | 0.001 | 0.002 | 0.025 | 0.0085 | 0.0145 | -- | 0.064 | 0.0263 | 0.0075 | 0 | 0.0978 | 0.0815 | 0 | 0.0196 | 0 | 0.0141 | 0.0015 | 0.0352 | 0.029333 | -- | 0.0719 | 0.0343 | 0.0113 | 0 | 0.1175 | 0.079231 | 0 | 0.0245 | 0 | 0.0289 | 0.0018 | 0.0552 | 0.037222 | 0.53611 | 0.16053 | 0.036009 | 0 | 0.73265 | 7.3265 | 0.11832 | 0 | 0.15201 | 0 | 0.086298 | 0.0068857 | 0.24519 | 2.4519 | 0.60229 | 0.20936 | 0.054254 | 0 | 0.86591 | 0.13943 | 0 | 0.19001 | 0 | 0.17688 | 0.0082628 | 0.37515 | -- | 2.2057 | 7823.7384 | 1845.0983 | 9668.8367 | 78.2374 | 123.9388 | 41922.1982 | 149.955 | 6.5198 | 13.0396 | 162.9945 | 55.4181 | 94.5368 | 417.266 | 171.4703 | 48.8984 | 0 | 637.6347 | 0 | 127.7877 | 0 | 91.9289 | 9.7797 | 229.4963 | 468.7723 | 223.6285 | 73.6735 | 0 | 766.0744 | 0 | 159.7347 | 0 | 188.4217 | 11.7356 | 359.892 | -- | 0.0014337 | 5.0855 | 1.1993 | 6.2848 | 0.050855 | 0.080561 | 27.2496 | 0.097471 | 0.0042379 | 0.0084758 | 0.10595 | 0.036022 | 0.061449 | 0.27122 | 0.11146 | 0.031784 | 0 | 0.41446 | 0 | 0.083062 | 0 | 0.059754 | 0.0063568 | 0.14917 | 0.3047 | 0.14536 | 0.047888 | 0 | 0.49795 | 0 | 0.10383 | 0 | 0.12247 | 0.0076282 | 0.23393
14210000 | mainstem | Synoptic_1 | Clackamas River at Estacada | 23.1 | 1761.1919 | 2010-05-11 | 7:30 | 3578.79 | 8.1 | 42 | 11.8 | 100.93 | 7.5 | 2.4 | 0.1 | 0.72313 | 1.2 | 0.224 | 1.424 | 15.7303 | 0.0298 | 2.5833 | 0.013258 | 0.014086 | 0.013798 | 0.96084 | 0.09714 | 0.055864 | 0.042872 | 0.029037 | 0.048331 | 0.045976 | 0.036239 | 0.043677 | 1.3301 | 3.5905 | 0.04344 | 0.034966 | 0.05411 | 0.048152 | 0.034126 | 0.2148 | 20.2241 | 16.279 | 25.1916 | 22.4175 | 15.8877 | -- | 0.012 | 0.0095 | 2.72 | 0.015 | 0.001 | 0.002 | 0.017 | 0.012 | 0.05796 | -- | 0.071 | 0.0285 | 0.008 | 0 | 0.1075 | 0.089583 | 0 | 0.0213 | 0 | 0.0207 | 0.0014 | 0.0434 | 0.036167 | -- | 0.0702 | 0.0304 | 0.0096 | 0 | 0.1102 | 0.077388 | 0 | 0.0223 | 0 | 0.0263 | 0.0016 | 0.0502 | 0.035253 | 0.59475 | 0.17396 | 0.03841 | 0 | 0.80712 | 8.0712 | 0.11554 | 0 | 0.16519 | 0 | 0.12669 | 0.0064266 | 0.29831 | 2.9831 | 0.58805 | 0.18556 | 0.046092 | 0 | 0.8197 | 0.12733 | 0 | 0.17295 | 0 | 0.16097 | 0.0073447 | 0.34126 | 0.87558 | 6.3316 | 10506.993 | 1961.3054 | 12468.2984 | 105.0699 | 83.1804 | 23815.8509 | 131.3374 | 8.7558 | 17.5117 | 148.8491 | 105.0699 | 507.4878 | 621.6638 | 249.5411 | 70.0466 | 0 | 941.2515 | 0 | 186.4991 | 0 | 181.2456 | 12.2582 | 380.0029 | 614.6591 | 266.1772 | 84.0559 | 0 | 964.8922 | 0 | 195.255 | 0 | 230.2783 | 14.0093 | 439.5425 | 0.00049715 | 0.0035951 | 5.9658 | 1.1136 | 7.0795 | 0.059658 | 0.04723 | 13.5226 | 0.074573 | 0.0049715 | 0.0099431 | 0.084516 | 0.059658 | 0.28815 | 0.35298 | 0.14169 | 0.039772 | 0 | 0.53444 | 0 | 0.10589 | 0 | 0.10291 | 0.0069601 | 0.21576 | 0.349 | 0.15113 | 0.047727 | 0 | 0.54786 | 0 | 0.11087 | 0 | 0.13075 | 0.0079545 | 0.24957
14210150 | tributary | Synoptic_1 | Eagle Creek at Bonnie Lure State Park | 16.7 | 233.0989 | 2010-05-11 | 11:00 | 422 | 8.04 | 32 | 12.06 | 101.9 | 7.23 | 1.9 | -- | 1.2057 | 1.4 | 0.343 | 1.743 | 19.6787 | 0.0278 | 2.0714 | 0.012965 | 0.015923 | 0.010541 | 1.2299 | 0.10499 | 0.059833 | 0.048986 | 0.032811 | 0.097721 | 0.09953 | 0.061739 | 0.050268 | 1.4061 | 2.3064 | 0.045217 | 0.037597 | 0.059061 | 0.052815 | 0.080571 | 0.27526 | 16.4269 | 13.6587 | 21.4563 | 19.1873 | 29.2709 | -- | 0.0035 | 0.0095 | 6.51 | 0.206 | 0.001 | 0.02 | 0.226 | 0.019 | 0.41559 | -- | 0.0794 | 0.0291 | 0.0077 | 0 | 0.1162 | 0.083 | 0 | 0.0255 | 0 | 0.0132 | 0.0014 | 0.0401 | 0.028643 | -- | 0.0814 | 0.0308 | 0.0093 | 0 | 0.1215 | 0.069707 | 0 | 0.0296 | 0 | 0.0336 | 0.0014 | 0.0646 | 0.037063 | 0.66511 | 0.17762 | 0.036969 | 0 | 0.87971 | 7.5404 | 0.10536 | 0 | 0.19776 | 0 | 0.08079 | 0.0064266 | 0.28498 | 2.4427 | 0.68187 | 0.188 | 0.044651 | 0 | 0.91452 | 0.11244 | 0 | 0.22956 | 0 | 0.20565 | 0.0064266 | 0.44163 | -- | 1.2448 | 1445.4447 | 354.1339 | 1799.5786 | 3.6136 | 9.8084 | 6721.3177 | 212.6869 | 1.0325 | 20.6492 | 233.3361 | 19.6167 | 429.0802 | 81.9774 | 30.0446 | 7.9499 | 0 | 119.9719 | 0 | 26.3277 | 0 | 13.6285 | 1.4454 | 41.4017 | 84.0423 | 31.7998 | 9.6019 | 0 | 125.4439 | 0 | 30.5608 | 0 | 34.6907 | 1.4454 | 66.6969 | -- | 0.0053402 | 6.201 | 1.5192 | 7.7202 | 0.015502 | 0.042078 | 28.8346 | 0.91243 | 0.0044293 | 0.088586 | 1.001 | 0.084156 | 1.8408 | 0.35168 | 0.12889 | 0.034105 | 0 | 0.51468 | 0 | 0.11295 | 0 | 0.058466 | 0.006201 | 0.17761 | 0.36054 | 0.13642 | 0.041192 | 0 | 0.53816 | 0 | 0.13111 | 0 | 0.14882 | 0.006201 | 0.28613
452340122251000 | tributary | Synoptic_1 | Deep Creek @ Hwy 224 | 12.1 | 126.9094 | 2010-05-11 | 11:00 | 57.916 | 11.04 | 63 | 11.51 | 104.5 | 7.68 | 4.1 | 1.4 | 2.7043 | 2 | 0.527 | 2.527 | 20.8548 | 0.0543 | 2 | 0.011886 | 0.014295 | 0.011848 | 1.0032 | 0.24525 | 0.13254 | 0.12176 | 0.064194 | 0.14241 | 0.26214 | 0.15805 | 0.1064 | 1.4487 | 2.1038 | 0.14328 | 0.071558 | 0.12504 | 0.11454 | 0.19253 | 0.64696 | 22.1474 | 11.0607 | 19.3275 | 17.7047 | 29.7598 | -- | 0.027 | 0.022719 | 6.775 | 1.17 | 0.004 | 0.02 | 1.19 | 0.029 | 1.4967 | -- | 0.0976 | 0.0352 | 0.0103 | 0 | 0.1431 | 0.07155 | 0.0021 | 0.0385 | 0 | 0.0313 | 0.0016 | 0.0735 | 0.03675 | -- | 0.0875 | 0.0352 | 0.011 | 0 | 0.1337 | 0.052909 | 0 | 0.036 | 0 | 0.0398 | 0.0016 | 0.0774 | 0.030629 | 0.81757 | 0.21486 | 0.049453 | 0 | 1.0819 | 6.4913 | 0.10702 | 0.022223 | 0.29858 | 0 | 0.19157 | 0.0073447 | 0.51972 | 3.1183 | 0.73297 | 0.21486 | 0.052814 | 0 | 1.0006 | 0.11952 | 0 | 0.2792 | 0 | 0.24359 | 0.0073447 | 0.53013 | 0.19838 | 0.38319 | 283.3933 | 74.6741 | 358.0674 | 3.8258 | 3.2192 | 959.9947 | 165.7851 | 0.56679 | 2.8339 | 168.619 | 4.1092 | 212.0731 | 13.8296 | 4.9877 | 1.4595 | 0 | 20.2768 | 0.29756 | 5.4553 | 0 | 4.4351 | 0.22671 | 10.4147 | 12.3985 | 4.9877 | 1.5587 | 0 | 18.9448 | 0 | 5.1011 | 0 | 5.6395 | 0.22671 | 10.9673 | 0.0015631 | 0.0030194 | 2.233 | 0.5884 | 2.8214 | 0.030146 | 0.025366 | 7.5644 | 1.3063 | 0.0044661 | 0.02233 | 1.3287 | 0.032379 | 1.6711 | 0.10897 | 0.039301 | 0.0115 | 0 | 0.15977 | 0.0023447 | 0.042986 | 0 | 0.034947 | 0.0017864 | 0.082064 | 0.097695 | 0.039301 | 0.012282 | 0 | 0.14928 | 0 | 0.040195 | 0 | 0.044437 | 0.0017864 | 0.086418
14210750 | tributary | Synoptic_1 | Clear Creek at Carver | 8 | 186.4791 | 2010-05-11 | 9:30 | 162 | 10.14 | 44 | 11.2 | 99.6 | 7.1 | 5 | -- | 1.1343 | 1.3 | 0.533 | 1.833 | 29.078 | 0.0367 | 2.5385 | 0.010612 | 0.012932 | 0.0099609 | 1.0653 | 0.14179 | 0.078586 | 0.062569 | 0.03963 | 0.063179 | 0.099469 | 0.063376 | 0.064615 | 1.4189 | 2.5098 | 0.066119 | 0.048105 | 0.078801 | 0.066759 | 0.07586 | 0.33565 | 19.6991 | 14.3321 | 23.4776 | 19.8899 | 22.6014 | -- | 0.007 | 0.0095 | 6.93 | 0.506 | 0.002 | 0.01 | 0.516 | 0.029 | 0.64407 | -- | 0.0747 | 0.0296 | 0.0085 | 0 | 0.1128 | 0.086769 | 0 | 0.0248 | 0 | 0.0168 | 0.0014 | 0.043 | 0.033077 | -- | 0.0754 | 0.0315 | 0.0093 | 0 | 0.1162 | 0.063393 | 0 | 0.0283 | 0 | 0.0335 | 0.0017 | 0.0635 | 0.034643 | 0.62574 | 0.18068 | 0.04081 | 0 | 0.84723 | 7.8206 | 0.11507 | 0 | 0.19233 | 0 | 0.10282 | 0.0064266 | 0.30158 | 2.7839 | 0.63161 | 0.19227 | 0.044651 | 0 | 0.86853 | 0.12116 | 0 | 0.21948 | 0 | 0.20503 | 0.0078037 | 0.43232 | -- | 0.44957 | 515.2516 | 211.2532 | 726.5048 | 2.7744 | 3.7653 | 2746.6874 | 200.5518 | 0.79269 | 3.9635 | 204.5153 | 11.4941 | 255.2755 | 29.6071 | 11.7319 | 3.369 | 0 | 44.708 | 0 | 9.8294 | 0 | 6.6586 | 0.55489 | 17.0429 | 29.8846 | 12.4849 | 3.686 | 0 | 46.0556 | 0 | 11.2166 | 0 | 13.2776 | 0.67379 | 25.1681 | -- | 0.0024108 | 2.7631 | 1.1329 | 3.8959 | 0.014878 | 0.020192 | 14.7292 | 1.0755 | 0.0042508 | 0.021254 | 1.0967 | 0.061637 | 1.3689 | 0.15877 | 0.062913 | 0.018066 | 0 | 0.23975 | 0 | 0.052711 | 0 | 0.035707 | 0.0029756 | 0.091393 | 0.16026 | 0.066951 | 0.019766 | 0 | 0.24697 | 0 | 0.06015 | 0 | 0.071202 | 0.0036132 | 0.13496
14210850 | tributary | Synoptic_1 | Rock Creek near Carver | 6.4 | 23.3099 | 2010-05-11 | 9:00 | 4.605 | 11.43 | 120 | 10.68 | 97.9 | 7.75 | 4.2 | 0.8 | 1.3986 | 2 | 0.147 | 2.147 | 6.8468 | 0.0619 | 2.95 | 0.010926 | 0.012914 | 0.01287 | 0.84898 | 0.35144 | 0.18538 | 0.16835 | 0.080719 | 0.080282 | 0.097626 | 0.13502 | 0.13996 | 1.4946 | 4.7071 | 0.21988 | 0.089882 | 0.17957 | 0.16126 | 0.068254 | 0.71885 | 30.5881 | 12.5036 | 24.9796 | 22.4338 | 9.495 | -- | 0.033 | 0.030601 | 10.433 | 0.875 | 0.003 | 0.019 | 0.894 | 0.005 | 1.0233 | -- | 0.1142 | 0.0402 | 0.0114 | 0 | 0.1658 | 0.0829 | 0 | 0.0348 | 0 | 0.0332 | 0.0017 | 0.0697 | 0.03485 | -- | 0.1096 | 0.0388 | 0.0105 | 0 | 0.1589 | 0.07401 | 0.0024 | 0.037 | 0.001 | 0.0421 | 0.0016 | 0.0841 | 0.039171 | 0.95663 | 0.24538 | 0.054734 | 0 | 1.2567 | 7.5404 | 0.1039 | 0 | 0.26989 | 0 | 0.2032 | 0.0078037 | 0.48089 | 2.8853 | 0.91809 | 0.23683 | 0.050413 | 0 | 1.2053 | 0.103 | 0.025398 | 0.28695 | 0.0071969 | 0.25767 | 0.0073447 | 0.58456 | 0.0090132 | 0.015757 | 22.5331 | 1.6562 | 24.1893 | 0.3718 | 0.34477 | 117.5438 | 9.8582 | 0.0338 | 0.21406 | 10.0723 | 0.056333 | 11.5294 | 1.2866 | 0.45291 | 0.12844 | 0 | 1.868 | 0 | 0.39208 | 0 | 0.37405 | 0.019153 | 0.78528 | 1.2348 | 0.43714 | 0.1183 | 0 | 1.7903 | 0.02704 | 0.41686 | 0.011267 | 0.47432 | 0.018026 | 0.94752 | 0.00038667 | 0.00067597 | 0.96667 | 0.071051 | 1.0377 | 0.01595 | 0.014791 | 5.0427 | 0.42292 | 0.00145 | 0.0091834 | 0.4321 | 0.0024167 | 0.49461 | 0.055197 | 0.01943 | 0.00551 | 0 | 0.080137 | 0 | 0.01682 | 0 | 0.016047 | 0.00082167 | 0.033689 | 0.052974 | 0.018753 | 0.005075 | 0 | 0.076802 | 0.00116 | 0.017883 | 0.00048334 | 0.020349 | 0.00077334 | 0.040649
14210900 | tributary | Synoptic_1 | Sieben Creek | 5.8 | 4.662 | 2010-05-11 | 8:10 | 0.77 | 10.48 | 150 | 10.72 | 96.1 | 7.58 | 2.5 | -- | 0.40352 | 2.4 | 0.249 | 2.649 | 9.3998 | 0.0709 | 2.875 | 0.012587 | 0.015106 | 0.01367 | 0.9208 | 0.58009 | 0.26969 | 0.28212 | 0.11752 | 0.095811 | 0.15242 | 0.24649 | 0.2009 | 1.4928 | 5.7322 | 0.47056 | 0.12698 | 0.26013 | 0.21868 | 0.081176 | 1.1575 | 40.6524 | 10.9697 | 22.473 | 18.892 | 7.0129 | -- | 0.047 | 0.039874 | 13.081 | 1.652 | 0.003 | 0.006 | 1.658 | 0.019 | 1.9604 | -- | 0.1356 | 0.0495 | 0.0199 | 0.0011 | 0.2061 | 0.085875 | 0.002 | 0.0378 | 0.0013 | 0.0347 | 0.0027 | 0.0785 | 0.032708 | -- | 0.1291 | 0.0461 | 0.0185 | 0 | 0.1937 | 0.073122 | 0.0025 | 0.0407 | 0.0013 | 0.0483 | 0.0026 | 0.0954 | 0.036014 | 1.1359 | 0.30214 | 0.095544 | 0.0043525 | 1.5379 | 7.6896 | 0.12326 | 0.021165 | 0.29316 | 0.009356 | 0.21238 | 0.012394 | 0.54845 | 2.7422 | 1.0814 | 0.28139 | 0.088823 | 0 | 1.4517 | 0.11782 | 0.026456 | 0.31565 | 0.009356 | 0.29562 | 0.011935 | 0.65901 | -- | 0.00076018 | 4.5213 | 0.46908 | 4.9904 | 0.088542 | 0.075117 | 24.6429 | 3.1122 | 0.0056516 | 0.011303 | 3.1235 | 0.035794 | 3.6931 | 0.25545 | 0.093252 | 0.037489 | 0.0020723 | 0.38827 | 0.0037677 | 0.07121 | 0.002449 | 0.06537 | 0.0050865 | 0.14788 | 0.24321 | 0.086847 | 0.034852 | 0 | 0.36491 | 0.0047097 | 0.076674 | 0.002449 | 0.090991 | 0.0048981 | 0.17972 | -- | 0.00016306 | 0.96982 | 0.10062 | 1.0704 | 0.018992 | 0.016113 | 5.2859 | 0.66756 | 0.0012123 | 0.0024246 | 0.66999 | 0.0076778 | 0.79216 | 0.054795 | 0.020003 | 0.0080415 | 0.0004445 | 0.083284 | 0.00080819 | 0.015275 | 0.00052532 | 0.014022 | 0.0010911 | 0.031721 | 0.052168 | 0.018629 | 0.0074757 | 0 | 0.078273 | 0.0010102 | 0.016447 | 0.00052532 | 0.019518 | 0.0010506 | 0.03855
452255122244500 | mainstem | Synoptic_1 | Clackamas River near Barton | 13.4 | 2033.1407 | 2010-05-12 | 13:00 | 3700 | 10.14 | 43 | 12.29 | 109.3 | 8.38 | 3 | 0.2 | 1.0778 | 1.2 | 0.296 | 1.496 | 19.7861 | 0.0293 | 2.5 | 0.01364 | 0.014085 | 0.013205 | 1.0329 | 0.092223 | 0.050175 | 0.040635 | 0.025635 | 0.0426 | 0.040891 | 0.033644 | 0.039333 | 1.3064 | 3.4175 | 0.041343 | 0.031874 | 0.049156 | 0.043855 | 0.032409 | 0.19864 | 20.8132 | 16.0462 | 24.7467 | 22.0781 | 16.3157 | -- | 0.021 | -- | 1.399 | 0.02 | 0.002 | 0.049 | 0.069 | 0.025 | 0.094 | -- | 0.0403 | 0.0546 | 0.051 | 0.0094 | 0.1553 | 0.12942 | 0 | 0.0122 | 0.0011 | 0.006 | 0.0086 | 0.0279 | 0.02325 | -- | 0.054 | 0.0453 | 0.0331 | 0.004 | 0.1364 | 0.091176 | 0 | 0.0175 | 0 | 0.0171 | 0.0049 | 0.0395 | 0.026404 | 0.33758 | 0.33327 | 0.24486 | 0.037194 | 0.95291 | 9.5291 | 0.48571 | 0 | 0.094616 | 0.0079166 | 0.036723 | 0.039478 | 0.17873 | 1.7873 | 0.45234 | 0.27651 | 0.15892 | 0.015827 | 0.9036 | 0.31022 | 0 | 0.13572 | 0 | 0.10466 | 0.022493 | 0.26287 | 1.8105 | 9.7565 | 10862.8543 | 2679.5041 | 13542.3583 | 190.0999 | -- | 12664.2776 | 181.0476 | 18.1048 | 443.5665 | 624.6141 | 226.3095 | 850.9236 | 364.8109 | 494.2599 | 461.6713 | 85.0924 | 1405.8344 | 0 | 110.439 | 9.9576 | 54.3143 | 77.8505 | 252.5614 | 488.8284 | 410.0727 | 299.6337 | 36.2095 | 1234.7444 | 0 | 158.4166 | 0 | 154.7957 | 44.3567 | 357.569 | 0.00089048 | 0.0047987 | 5.3429 | 1.3179 | 6.6608 | 0.093501 | -- | 6.2289 | 0.089048 | 0.0089048 | 0.21817 | 0.30722 | 0.11131 | 0.41853 | 0.17943 | 0.2431 | 0.22707 | 0.041853 | 0.69146 | 0 | 0.054319 | 0.0048977 | 0.026714 | 0.038291 | 0.12422 | 0.24043 | 0.20169 | 0.14737 | 0.01781 | 0.60731 | 0 | 0.077917 | 0 | 0.076136 | 0.021817 | 0.17587
452335122294500 | mainstem | Synoptic_1 | Clackamas River at Carver | 7.9 | 2382.7891 | 2010-05-12 | 13:50 | 3760 | 10.44 | 43 | 12.51 | 112 | 8.6 | 2.3 | 0.2 | 1.907 | 1.2 | 0.39 | 1.59 | 24.5283 | 0.0296 | 2.5833 | 0.01366 | 0.014124 | 0.01306 | 1.0459 | 0.092526 | 0.050125 | 0.040066 | 0.025075 | 0.04829 | 0.035278 | 0.032179 | 0.03953 | 1.3363 | 3.7471 | 0.040508 | 0.031463 | 0.05072 | 0.044316 | 0.030284 | 0.19729 | 20.5322 | 15.9475 | 25.7084 | 22.4622 | 15.3497 | -- | 0.02 | -- | 1.463 | 0.027 | 0.001 | 0.024 | 0.051 | 0.02 | 0.071 | -- | 0.0649 | 0.0422 | 0.0215 | 0.0017 | 0.1303 | 0.10858 | 0 | 0.0186 | 0 | 0.0163 | 0.0031 | 0.038 | 0.031667 | -- | 0.047 | 0.0506 | 0.0411 | 0.0062 | 0.1449 | 0.091132 | 0 | 0.017 | 0.0011 | 0.0149 | 0.0068 | 0.0398 | 0.025031 | 0.54365 | 0.25759 | 0.10323 | 0.0067265 | 0.91119 | 9.1119 | 0.21527 | 0 | 0.14425 | 0 | 0.099763 | 0.01423 | 0.25824 | 2.5824 | 0.39371 | 0.30886 | 0.19733 | 0.024532 | 0.92443 | 0.3893 | 0 | 0.13184 | 0.0079166 | 0.091195 | 0.031215 | 0.26217 | 1.8398 | 17.5425 | 11039.0087 | 3587.6778 | 14626.6865 | 183.9835 | -- | 13458.3914 | 248.3777 | 9.1992 | 220.7802 | 469.1579 | 183.9835 | 653.1413 | 597.0264 | 388.2051 | 197.7822 | 15.6386 | 1198.6524 | 0 | 171.1046 | 0 | 149.9465 | 28.5174 | 349.5686 | 432.3612 | 465.4782 | 378.086 | 57.0349 | 1332.9603 | 0 | 156.386 | 10.1191 | 137.0677 | 62.5544 | 366.1271 | 0.00077213 | 0.0073622 | 4.6328 | 1.5057 | 6.1385 | 0.077213 | -- | 5.6482 | 0.10424 | 0.0038607 | 0.092656 | 0.19689 | 0.077213 | 0.27411 | 0.25056 | 0.16292 | 0.083005 | 0.0065631 | 0.50305 | 0 | 0.071809 | 0 | 0.062929 | 0.011968 | 0.14671 | 0.18145 | 0.19535 | 0.15867 | 0.023936 | 0.55941 | 0 | 0.065631 | 0.0042467 | 0.057524 | 0.026253 | 0.15365
14211005 | mainstem | Synoptic_1 | Clackamas River Water- Source water | 3.1 | 2429.4088 | 2010-05-12 | 10:00 | 3646.02 | 8.7 | 43 | 11.5 | 98.87 | 7.6 | 0.9 | 0.3 | 3.16 | 1.3 | 0.386 | 1.686 | 22.8944 | 0.0294 | 2.5385 | 0.013119 | 0.013833 | 0.012667 | 1.0357 | 0.099928 | 0.057257 | 0.042015 | 0.028601 | 0.036888 | 0.033669 | 0.034049 | 0.04479 | 1.3662 | 4.3891 | 0.040582 | 0.034597 | 0.056699 | 0.049103 | 0.026444 | 0.20743 | 19.5648 | 16.6791 | 27.3347 | 23.6727 | 12.7488 | -- | 0.013 | 0.0095 | 0.955 | 0.054 | 0.002 | 0.007 | 0.061 | 0.035 | 0.12054 | -- | 0.0552 | 0.0439 | 0.0285 | 0.0026 | 0.1302 | 0.10015 | 0 | 0.0175 | 0 | 0.0149 | 0.004 | 0.0364 | 0.028 | -- | 0.053 | 0.0473 | 0.0354 | 0.0042 | 0.1399 | 0.082977 | 0 | 0.0182 | 0 | 0.0172 | 0.0052 | 0.0406 | 0.024081 | 0.4624 | 0.26796 | 0.13684 | 0.010288 | 0.87748 | 8.0998 | 0.27792 | 0 | 0.13572 | 0 | 0.091195 | 0.018362 | 0.24528 | 2.2641 | 0.44397 | 0.28872 | 0.16996 | 0.016618 | 0.91927 | 0.32631 | 0 | 0.14115 | 0 | 0.10527 | 0.02387 | 0.27029 | 2.6761 | 28.1883 | 11596.4052 | 3443.2403 | 15039.6455 | 115.9641 | 84.743 | 8518.8977 | 481.6968 | 17.8406 | 62.4422 | 544.139 | 312.2109 | 1075.2544 | 492.4012 | 391.6017 | 254.2289 | 23.1928 | 1161.4246 | 0 | 156.1055 | 0 | 132.9126 | 35.6812 | 324.6993 | 472.7765 | 421.9307 | 315.779 | 37.4653 | 1247.9516 | 0 | 162.3497 | 0 | 153.4294 | 46.3856 | 362.1647 | 0.0011015 | 0.011603 | 4.7733 | 1.4173 | 6.1907 | 0.047733 | 0.034882 | 3.5066 | 0.19828 | 0.0073436 | 0.025703 | 0.22398 | 0.12851 | 0.4426 | 0.20268 | 0.16119 | 0.10465 | 0.0095467 | 0.47807 | 0 | 0.064257 | 0 | 0.05471 | 0.014687 | 0.13365 | 0.19461 | 0.17368 | 0.12998 | 0.015422 | 0.51369 | 0 | 0.066827 | 0 | 0.063155 | 0.019093 | 0.14908
14211023 | mainstem | Synoptic_1 | City of Lake Oswego DWTP - Source water | 0.9 | 2434.5888 | 2010-05-12 | 11:40 | 3548.97 | 8.8 | 43 | 11.6 | 99.97 | 7.6 | 1 | 0.5 | 2.1954 | 1.2 | 0.302 | 1.502 | 20.1065 | 0.0291 | 3.0833 | 0.013158 | 0.01408 | 0.011525 | 1.1417 | 0.10182 | 0.057991 | 0.043025 | 0.02993 | 0.041455 | 0.033366 | 0.033846 | 0.046834 | 1.3802 | 4.4601 | 0.042075 | 0.035674 | 0.058478 | 0.049529 | 0.026667 | 0.21242 | 19.807 | 16.794 | 27.529 | 23.3161 | 12.5539 | -- | 0.009 | 0.0095 | 6.34 | 0.083 | 0.001 | 0.021 | 0.104 | 0.034 | 0.15582 | -- | -- | -- | -- | -- | -- | -- | -- | -- | -- | -- | -- | -- | -- | -- | -- | -- | -- | -- | -- | -- | -- | -- | -- | -- | -- | -- | -- | -- | -- | -- | -- | -- | -- | -- | -- | -- | -- | -- | -- | -- | -- | -- | -- | -- | -- | -- | -- | -- | -- | -- | -- | -- | -- | 4.3414 | 19.0625 | 10419.4443 | 2622.2268 | 13041.6711 | 78.1458 | 82.4873 | 55049.3974 | 720.6782 | 8.6829 | 182.3403 | 903.0185 | 295.2176 | 1352.9648 | -- | -- | -- | -- | -- | -- | -- | -- | -- | -- | -- | -- | -- | -- | -- | -- | -- | -- | -- | -- | -- | -- | 0.0017832 | 0.0078298 | 4.2798 | 1.0771 | 5.3568 | 0.032098 | 0.033881 | 22.6114 | 0.29602 | 0.0035665 | 0.074896 | 0.37091 | 0.12126 | 0.55573 | -- | -- | -- | -- | -- | -- | -- | -- | -- | -- | -- | -- | -- | -- | -- | -- | -- | -- | -- | -- | -- | --
14211005 | mainstem | calibration | Clackamas River Water- Source water | 3.1 | 2429.4088 | 2010-05-24 | 13:10 | 4018.65 | 9.2 | 42 | 12.4 | 107.9 | 7.7 | 2.5 | 0.5 | -- | 1.3 | -- | -- | -- | 0.052 | 3.7692 | 0.01151 | 0.012052 | 0.013546 | 0.84968 | 0.1459 | 0.078623 | 0.060103 | 0.039874 | 0.060406 | 0.053833 | 0.049473 | 0.062264 | 1.3602 | 3.4174 | 0.062499 | 0.049318 | 0.080335 | 0.067628 | 0.048256 | 0.30804 | 20.2894 | 16.0106 | 26.0797 | 21.9544 | 15.6659 | -- | -- | -- | -- | -- | -- | -- | -- | -- | -- | -- | -- | -- | -- | -- | -- | -- | -- | -- | -- | -- | -- | -- | -- | -- | -- | -- | -- | -- | -- | -- | -- | -- | -- | -- | -- | -- | -- | -- | -- | -- | -- | -- | -- | -- | -- | -- | -- | -- | -- | -- | -- | -- | -- | -- | -- | -- | -- | -- | -- | -- | -- | -- | -- | 4.916 | -- | 12781.5793 | -- | -- | -- | -- | -- | -- | -- | -- | -- | -- | -- | -- | -- | -- | -- | -- | -- | -- | -- | -- | -- | -- | -- | -- | -- | -- | -- | -- | -- | -- | -- | -- | -- | 0.0020235 | -- | 5.2612 | -- | -- | -- | -- | -- | -- | -- | -- | -- | -- | -- | -- | -- | -- | -- | -- | -- | -- | -- | -- | -- | -- | -- | -- | -- | -- | -- | -- | -- | -- | -- | -- | --
14211005 | mainstem | calibration | Clackamas River Water- Source water | 3.1 | 2429.4088 | 2010-05-24 | 13:30 | 4033.36 | 9.3 | 42 | 12.5 | 109.03 | 7.8 | 2 | 0.5 | -- | 1.2 | -- | -- | -- | 0.0468 | 4 | 0.012337 | 0.013159 | 0.013145 | 0.93851 | 0.13715 | 0.076893 | 0.059356 | 0.038369 | 0.06183 | 0.048344 | 0.046994 | 0.060147 | 1.3643 | 3.3396 | 0.059602 | 0.047541 | 0.076757 | 0.06712 | 0.044286 | 0.29531 | 20.1831 | 16.099 | 25.9923 | 22.7291 | 14.9965 | -- | -- | -- | -- | -- | -- | -- | -- | -- | -- | -- | -- | -- | -- | -- | -- | -- | -- | -- | -- | -- | -- | -- | -- | -- | -- | -- | -- | -- | -- | -- | -- | -- | -- | -- | -- | -- | -- | -- | -- | -- | -- | -- | -- | -- | -- | -- | -- | -- | -- | -- | -- | -- | -- | -- | -- | -- | -- | -- | -- | -- | -- | -- | -- | 4.934 | -- | 11841.5681 | -- | -- | -- | -- | -- | -- | -- | -- | -- | -- | -- | -- | -- | -- | -- | -- | -- | -- | -- | -- | -- | -- | -- | -- | -- | -- | -- | -- | -- | -- | -- | -- | -- | 0.0020309 | -- | 4.8743 | -- | -- | -- | -- | -- | -- | -- | -- | -- | -- | -- | -- | -- | -- | -- | -- | -- | -- | -- | -- | -- | -- | -- | -- | -- | -- | -- | -- | -- | -- | -- | -- | --
14211005 | mainstem | calibration | Clackamas River Water- Source water | 3.1 | 2429.4088 | 2010-05-25 | 9:00 | 3787.07 | 8.9 | 42 | 10.9 | 94.17 | 7.3 | 1.6 | 0.4 | -- | 1.3 | -- | -- | -- | 0.0402 | 3.2308 | 0.012217 | 0.013325 | 0.013467 | 0.90719 | 0.12904 | 0.074497 | 0.054521 | 0.038538 | 0.040318 | 0.037283 | 0.041626 | 0.060427 | 1.3935 | 4.2503 | 0.053697 | 0.046196 | 0.07481 | 0.063528 | 0.029732 | 0.26796 | 20.0388 | 17.2396 | 27.918 | 23.7079 | 11.0957 | -- | -- | -- | -- | -- | -- | -- | -- | -- | -- | -- | -- | -- | -- | -- | -- | -- | -- | -- | -- | -- | -- | -- | -- | -- | -- | -- | -- | -- | -- | -- | -- | -- | -- | -- | -- | -- | -- | -- | -- | -- | -- | -- | -- | -- | -- | -- | -- | -- | -- | -- | -- | -- | -- | -- | -- | -- | -- | -- | -- | -- | -- | -- | -- | 3.7062 | -- | 12045.024 | -- | -- | -- | -- | -- | -- | -- | -- | -- | -- | -- | -- | -- | -- | -- | -- | -- | -- | -- | -- | -- | -- | -- | -- | -- | -- | -- | -- | -- | -- | -- | -- | -- | 0.0015255 | -- | 4.958 | -- | -- | -- | -- | -- | -- | -- | -- | -- | -- | -- | -- | -- | -- | -- | -- | -- | -- | -- | -- | -- | -- | -- | -- | -- | -- | -- | -- | -- | -- | -- | -- | --
14211005 | mainstem | calibration | Clackamas River Water- Source water | 3.1 | 2429.4088 | 2010-05-25 | 17:00 | 3930.95 | 10.3 | 42 | 12.1 | 108.07 | 8 | 3.5 | 0.9 | -- | 1.2 | -- | -- | -- | 0.0453 | 3.75 | 0.011863 | 0.012598 | 0.01305 | 0.90904 | 0.14579 | 0.077688 | 0.064286 | 0.039808 | 0.051429 | 0.045747 | 0.052631 | 0.062785 | 1.3993 | 3.6967 | 0.074812 | 0.047539 | 0.077718 | 0.066392 | 0.039278 | 0.30574 | 24.4691 | 15.549 | 25.4196 | 21.7154 | 12.8469 | -- | -- | -- | -- | -- | -- | -- | -- | -- | -- | -- | -- | -- | -- | -- | -- | -- | -- | -- | -- | -- | -- | -- | -- | -- | -- | -- | -- | -- | -- | -- | -- | -- | -- | -- | -- | -- | -- | -- | -- | -- | -- | -- | -- | -- | -- | -- | -- | -- | -- | -- | -- | -- | -- | -- | -- | -- | -- | -- | -- | -- | -- | -- | -- | 8.6557 | -- | 11540.9019 | -- | -- | -- | -- | -- | -- | -- | -- | -- | -- | -- | -- | -- | -- | -- | -- | -- | -- | -- | -- | -- | -- | -- | -- | -- | -- | -- | -- | -- | -- | -- | -- | -- | 0.0035629 | -- | 4.7505 | -- | -- | -- | -- | -- | -- | -- | -- | -- | -- | -- | -- | -- | -- | -- | -- | -- | -- | -- | -- | -- | -- | -- | -- | -- | -- | -- | -- | -- | -- | -- | -- | --
14211005 | mainstem | calibration | Clackamas River Water- Source water | 3.1 | 2429.4088 | 2010-06-04 | 12:00 | 13060.32 | 9.5 | 36 | 11.5 | 100.78 | 7.3 | 18 | 1.5 | -- | 2.6 | -- | -- | -- | 0.1034 | 4.1923 | 0.012329 | 0.013732 | 0.01342 | 0.91868 | 0.29158 | 0.165 | 0.12109 | 0.089798 | 0.082329 | 0.091561 | 0.091987 | 0.13538 | 1.3512 | 3.5034 | 0.12767 | 0.11474 | 0.16352 | 0.13963 | 0.07437 | 0.61994 | 20.5942 | 18.509 | 26.3778 | 22.5227 | 11.9964 | -- | -- | -- | -- | -- | -- | -- | -- | -- | -- | -- | -- | -- | -- | -- | -- | -- | -- | -- | -- | -- | -- | -- | -- | -- | -- | -- | -- | -- | -- | -- | -- | -- | -- | -- | -- | -- | -- | -- | -- | -- | -- | -- | -- | -- | -- | -- | -- | -- | -- | -- | -- | -- | -- | -- | -- | -- | -- | -- | -- | -- | -- | -- | -- | 47.9298 | -- | 83078.4049 | -- | -- | -- | -- | -- | -- | -- | -- | -- | -- | -- | -- | -- | -- | -- | -- | -- | -- | -- | -- | -- | -- | -- | -- | -- | -- | -- | -- | -- | -- | -- | -- | -- | 0.019729 | -- | 34.197 | -- | -- | -- | -- | -- | -- | -- | -- | -- | -- | -- | -- | -- | -- | -- | -- | -- | -- | -- | -- | -- | -- | -- | -- | -- | -- | -- | -- | -- | -- | -- | -- | --
14211005 | mainstem | calibration | Clackamas River Water- Source water | 3.1 | 2429.4088 | 2010-06-04 | 15:30 | 14853.6 | 9.8 | 36 | 11.7 | 103.27 | 7.3 | 17 | 1.9 | -- | 2.4 | -- | -- | -- | 0.098 | 4.0833 | 0.012521 | 0.013971 | 0.013236 | 0.94602 | 0.28098 | 0.16161 | 0.12492 | 0.088705 | 0.084066 | 0.13339 | 0.11128 | 0.13234 | 1.3544 | 3.0049 | 0.13835 | 0.10979 | 0.15423 | 0.13536 | 0.10109 | 0.63882 | 21.6564 | 17.1858 | 24.1437 | 21.1895 | 15.8246 | -- | -- | -- | -- | -- | -- | -- | -- | -- | -- | -- | -- | -- | -- | -- | -- | -- | -- | -- | -- | -- | -- | -- | -- | -- | -- | -- | -- | -- | -- | -- | -- | -- | -- | -- | -- | -- | -- | -- | -- | -- | -- | -- | -- | -- | -- | -- | -- | -- | -- | -- | -- | -- | -- | -- | -- | -- | -- | -- | -- | -- | -- | -- | -- | 69.0472 | -- | 87217.5634 | -- | -- | -- | -- | -- | -- | -- | -- | -- | -- | -- | -- | -- | -- | -- | -- | -- | -- | -- | -- | -- | -- | -- | -- | -- | -- | -- | -- | -- | -- | -- | -- | -- | 0.028421 | -- | 35.9007 | -- | -- | -- | -- | -- | -- | -- | -- | -- | -- | -- | -- | -- | -- | -- | -- | -- | -- | -- | -- | -- | -- | -- | -- | -- | -- | -- | -- | -- | -- | -- | -- | --
14209710 | mainstem | monthly | Clackamas River at Carter Bridge | 40.8 | 1538.4529 | 2010-06-05 | 12:00 | 7368.2279 | 8.3 | 35 | 12 | 105.21 | 7.5 | 7.4 | -- | 0.29026 | 1.7 | 0.477 | 2.177 | 21.9109 | 0.0579 | 3.4118 | 0.013209 | 0.014221 | 0.014875 | 0.88804 | 0.17919 | 0.10099 | 0.070946 | 0.055983 | 0.032254 | 0.049072 | 0.050378 | 0.082401 | 1.336 | 4.9388 | 0.063798 | 0.046965 | 0.075424 | 0.066744 | 0.049544 | 0.30248 | 21.092 | 15.5269 | 24.9357 | 22.0659 | 16.3796 | -- | 0.019 | 0.0095 | 1.135 | 0.025 | 0.001 | 0.002 | 0.027 | 0.032 | 0.07938 | -- | -- | -- | -- | -- | -- | -- | -- | -- | -- | -- | -- | -- | -- | -- | -- | -- | -- | -- | -- | -- | -- | -- | -- | -- | -- | -- | -- | -- | -- | -- | -- | -- | -- | -- | -- | -- | -- | -- | -- | -- | -- | -- | -- | -- | -- | -- | -- | -- | -- | -- | -- | -- | -- | -- | 5.2326 | 30645.9405 | 8598.8904 | 39244.8309 | 342.5135 | 171.2567 | 20460.6721 | 450.6756 | 18.027 | 36.054 | 486.7296 | 576.8648 | 1430.9852 | -- | -- | -- | -- | -- | -- | -- | -- | -- | -- | -- | -- | -- | -- | -- | -- | -- | -- | -- | -- | -- | -- | -- | 0.0034012 | 19.92 | 5.5893 | 25.5093 | 0.22263 | 0.11132 | 13.2995 | 0.29294 | 0.011718 | 0.023435 | 0.31638 | 0.37496 | 0.93015 | -- | -- | -- | -- | -- | -- | -- | -- | -- | -- | -- | -- | -- | -- | -- | -- | -- | -- | -- | -- | -- | --
14210000 | mainstem | monthly | Clackamas River at Estacada | 23.1 | 1761.1919 | 2010-06-05 | 9:30 | 9026.3 | 8.8 | 34 | 12.7 | 110.49 | 7.3 | 18 | 0.7 | 0.68659 | 2.3 | 0.442 | 2.742 | 16.1196 | 0.0847 | 3.913 | 0.013374 | 0.01506 | 0.015371 | 0.87005 | 0.24206 | 0.13814 | 0.092304 | 0.082573 | 0.03682 | 0.046241 | 0.060251 | 0.11798 | 1.3386 | 5.3191 | 0.087974 | 0.1018 | 0.14226 | 0.11488 | 0.027243 | 0.47417 | 18.5535 | 21.4703 | 30.0021 | 24.2286 | 5.7455 | -- | 0.023 | 0.0095 | 5.185 | 0.219 | 0.001 | 0.007 | 0.226 | 0.044 | 0.10458 | -- | -- | -- | -- | -- | -- | -- | -- | -- | -- | -- | -- | -- | -- | -- | -- | -- | -- | -- | -- | -- | -- | -- | -- | -- | -- | -- | -- | -- | -- | -- | -- | -- | -- | -- | -- | -- | -- | -- | -- | -- | -- | -- | -- | -- | -- | -- | -- | -- | -- | -- | -- | -- | -- | 15.4586 | 15.1623 | 50792.3823 | 9760.9709 | 60553.3532 | 507.9238 | 209.7946 | 114503.6967 | 4836.3181 | 22.0836 | 154.5855 | 4990.9037 | 971.6804 | 2309.5075 | -- | -- | -- | -- | -- | -- | -- | -- | -- | -- | -- | -- | -- | -- | -- | -- | -- | -- | -- | -- | -- | -- | 0.0087773 | 0.0086091 | 28.8398 | 5.5423 | 34.382 | 0.2884 | 0.11912 | 65.0149 | 2.746 | 0.012539 | 0.087773 | 2.8338 | 0.55172 | 1.3113 | -- | -- | -- | -- | -- | -- | -- | -- | -- | -- | -- | -- | -- | -- | -- | -- | -- | -- | -- | -- | -- | --
14211005 | mainstem | monthly | Clackamas River Water- Source water | 3.1 | 2429.4088 | 2010-06-05 | 10:30 | 12057.6 | 9.2 | 36 | 11.9 | 103.54 | 7.3 | 12 | 0.8 | 1.5737 | 2 | 0.311 | 2.311 | 13.4574 | 0.0758 | 3.9 | 0.013 | 0.014519 | 0.014253 | 0.91213 | 0.22547 | 0.1288 | 0.090174 | 0.071132 | 0.041727 | 0.050967 | 0.064166 | 0.10606 | 1.3542 | 4.3595 | 0.091729 | 0.088639 | 0.12928 | 0.10844 | 0.037111 | 0.4552 | 20.1515 | 19.4726 | 28.4017 | 23.8216 | 8.1526 | -- | 0.02 | 0.0095 | 1.275 | 0.214 | 0.002 | 0.008 | 0.222 | 0.026 | 0.27216 | -- | -- | -- | -- | -- | -- | -- | -- | -- | -- | -- | -- | -- | -- | -- | -- | -- | -- | -- | -- | -- | -- | -- | -- | -- | -- | -- | -- | -- | -- | -- | -- | -- | -- | -- | -- | -- | -- | -- | -- | -- | -- | -- | -- | -- | -- | -- | -- | -- | -- | -- | -- | -- | -- | 23.6 | 46.4229 | 58999.9782 | 9174.4966 | 68174.4748 | 589.9998 | 280.2499 | 37612.4861 | 6312.9977 | 59 | 235.9999 | 6548.9976 | 766.9997 | 8028.717 | -- | -- | -- | -- | -- | -- | -- | -- | -- | -- | -- | -- | -- | -- | -- | -- | -- | -- | -- | -- | -- | -- | 0.0097143 | 0.019109 | 24.2857 | 3.7764 | 28.0622 | 0.24286 | 0.11536 | 15.4822 | 2.5986 | 0.024286 | 0.097143 | 2.6957 | 0.31571 | 3.3048 | -- | -- | -- | -- | -- | -- | -- | -- | -- | -- | -- | -- | -- | -- | -- | -- | -- | -- | -- | -- | -- | --
14211023 | mainstem | monthly | City of Lake Oswego DWTP - Source water | 0.9 | 2434.5888 | 2010-06-05 | 12:10 | 11468.4 | 9.6 | 36 | 12 | 105.41 | 7.3 | 11 | 0.9 | 0.93299 | 2.1 | 0.585 | 2.685 | 21.7877 | 0.0772 | 3.6667 | 0.012804 | 0.014125 | 0.013696 | 0.93489 | 0.22639 | 0.12773 | 0.090248 | 0.070871 | 0.055463 | 0.052419 | 0.062911 | 0.10636 | 1.3449 | 4.1564 | 0.091408 | 0.089005 | 0.12952 | 0.10722 | 0.040641 | 0.45779 | 19.9671 | 19.4422 | 28.2917 | 23.4216 | 8.8775 | -- | 0.023 | 0.0095 | 5.185 | 0.219 | 0.001 | 0.007 | 0.226 | 0.046 | 0.24003 | -- | -- | -- | -- | -- | -- | -- | -- | -- | -- | -- | -- | -- | -- | -- | -- | -- | -- | -- | -- | -- | -- | -- | -- | -- | -- | -- | -- | -- | -- | -- | -- | -- | -- | -- | -- | -- | -- | -- | -- | -- | -- | -- | -- | -- | -- | -- | -- | -- | -- | -- | -- | -- | -- | 25.2526 | 26.1781 | 58922.7639 | 16414.1985 | 75336.9624 | 645.3446 | 266.5554 | 145483.1099 | 6144.8025 | 28.0585 | 196.4092 | 6341.2117 | 1290.6891 | 6734.8719 | -- | -- | -- | -- | -- | -- | -- | -- | -- | -- | -- | -- | -- | -- | -- | -- | -- | -- | -- | -- | -- | -- | 0.010372 | 0.010753 | 24.2023 | 6.7421 | 30.9444 | 0.26507 | 0.10949 | 59.7567 | 2.524 | 0.011525 | 0.080674 | 2.6046 | 0.53015 | 2.7663 | -- | -- | -- | -- | -- | -- | -- | -- | -- | -- | -- | -- | -- | -- | -- | -- | -- | -- | -- | -- | -- | --
14209710 | mainstem | monthly | Clackamas River at Carter Bridge | 40.8 | 1538.4529 | 2010-07-08 | 9:00 | 1067.6308 | 12.5 | 57 | 10.6 | 102.54 | 7.7 | 1 | -- | 0.40756 | 0.8 | 0.094 | 0.894 | 10.5145 | 0.0094 | 2.375 | 0.018756 | 0.023106 | 0.019855 | 0.94467 | 0.061715 | 0.03342 | 0.027574 | 0.01913 | 0.05339 | 0.035692 | 0.027125 | 0.029017 | 1.3903 | 2.7708 | 0.024229 | 0.02192 | 0.034453 | 0.029666 | 0.034438 | 0.14471 | 16.7437 | 15.1481 | 23.8088 | 20.5007 | 23.7987 | -- | 0.018 | -- | 5.983 | 0.005 | 0.002 | 0.002 | 0.007 | 0.0085 | 0.0155 | -- | -- | -- | -- | -- | -- | -- | -- | -- | -- | -- | -- | -- | -- | -- | -- | -- | -- | -- | -- | -- | -- | -- | -- | -- | -- | -- | -- | -- | -- | -- | -- | -- | -- | -- | -- | -- | -- | -- | -- | -- | -- | -- | -- | -- | -- | -- | -- | -- | -- | -- | -- | -- | -- | -- | 1.0646 | 2089.6428 | 245.533 | 2335.1758 | 47.017 | -- | 15627.916 | 13.0603 | 5.2241 | 5.2241 | 18.2844 | 22.2025 | 40.4868 | -- | -- | -- | -- | -- | -- | -- | -- | -- | -- | -- | -- | -- | -- | -- | -- | -- | -- | -- | -- | -- | -- | -- | 0.00069198 | 1.3583 | 0.1596 | 1.5179 | 0.030561 | -- | 10.1582 | 0.0084892 | 0.0033957 | 0.0033957 | 0.011885 | 0.014432 | 0.026317 | -- | -- | -- | -- | -- | -- | -- | -- | -- | -- | -- | -- | -- | -- | -- | -- | -- | -- | -- | -- | -- | --
14210000 | mainstem | monthly | Clackamas River at Estacada | 23.1 | 1761.1919 | 2010-07-08 | 11:20 | 1504.3 | 14.4 | 53 | 10.7 | 105.85 | 7.6 | 0.9 | 0.3 | 1.0914 | 0.9 | 0.184 | 1.084 | 16.9742 | 0.0186 | 2.6667 | 0.014639 | 0.015757 | 0.016084 | 0.91017 | 0.070317 | 0.038529 | 0.032894 | 0.018871 | 0.029994 | 0.032787 | 0.028549 | 0.030134 | 1.3474 | 3.8438 | 0.031822 | 0.023215 | 0.036507 | 0.035203 | 0.025742 | 0.15249 | 20.8684 | 15.2239 | 23.9405 | 23.0858 | 16.8814 | -- | 0.015 | 0.0095 | 7.275 | 0.008 | 0.001 | 0.005 | 0.013 | 0.013 | 0.0145 | -- | -- | -- | -- | -- | -- | -- | -- | -- | -- | -- | -- | -- | -- | -- | -- | -- | -- | -- | -- | -- | -- | -- | -- | -- | -- | -- | -- | -- | -- | -- | -- | -- | -- | -- | -- | -- | -- | -- | -- | -- | -- | -- | -- | -- | -- | -- | -- | -- | -- | -- | -- | -- | -- | 1.1041 | 4.0167 | 3312.3632 | 677.1942 | 3989.5574 | 55.2061 | 34.9638 | 26774.9357 | 29.4432 | 3.6804 | 18.402 | 47.8452 | 47.8452 | 53.3659 | -- | -- | -- | -- | -- | -- | -- | -- | -- | -- | -- | -- | -- | -- | -- | -- | -- | -- | -- | -- | -- | -- | 0.00062692 | 0.0022807 | 1.8808 | 0.38451 | 2.2653 | 0.031346 | 0.019852 | 15.2027 | 0.016718 | 0.0020897 | 0.010449 | 0.027166 | 0.027166 | 0.030301 | -- | -- | -- | -- | -- | -- | -- | -- | -- | -- | -- | -- | -- | -- | -- | -- | -- | -- | -- | -- | -- | --
14211005 | mainstem | monthly | Clackamas River Water- Source water | 3.1 | 2429.4088 | 2010-07-08 | 10:20 | 1504.3 | 15.3 | 56 | 10.1 | 100.92 | 7.6 | 1.8 | 0.8 | 2.7687 | 1 | 0.311 | 1.311 | 23.7223 | 0.0167 | 2.7 | 0.017603 | 0.019588 | 0.017949 | 0.98075 | 0.086197 | 0.047686 | 0.038035 | 0.02274 | 0.039614 | 0.038619 | 0.034386 | 0.037765 | 1.4108 | 3.9677 | 0.03553 | 0.027034 | 0.047557 | 0.042488 | 0.031721 | 0.18433 | 19.2752 | 14.6663 | 25.7998 | 23.0498 | 17.2089 | -- | 0.012 | 0.0095 | 3.503 | 0.025 | 0.001 | 0.005 | 0.03 | 0.012 | 0.08526 | -- | -- | -- | -- | -- | -- | -- | -- | -- | -- | -- | -- | -- | -- | -- | -- | -- | -- | -- | -- | -- | -- | -- | -- | -- | -- | -- | -- | -- | -- | -- | -- | -- | -- | -- | -- | -- | -- | -- | -- | -- | -- | -- | -- | -- | -- | -- | -- | -- | -- | -- | -- | -- | -- | 2.9443 | 10.1901 | 3680.4035 | 1144.6055 | 4825.009 | 44.1648 | 34.9638 | 12892.4536 | 92.0101 | 3.6804 | 18.402 | 110.4121 | 44.1648 | 313.7912 | -- | -- | -- | -- | -- | -- | -- | -- | -- | -- | -- | -- | -- | -- | -- | -- | -- | -- | -- | -- | -- | -- | 0.001212 | 0.0041945 | 1.5149 | 0.47115 | 1.9861 | 0.018179 | 0.014392 | 5.3068 | 0.037873 | 0.0015149 | 0.0075747 | 0.045448 | 0.018179 | 0.12916 | -- | -- | -- | -- | -- | -- | -- | -- | -- | -- | -- | -- | -- | -- | -- | -- | -- | -- | -- | -- | -- | --
14211023 | mainstem | monthly | City of Lake Oswego DWTP - Source water | 0.9 | 2434.5888 | 2010-07-08 | 11:40 | 1435.18 | 15.7 | 56 | 10.6 | 106.83 | 7.8 | 1.6 | 0.2 | 2.5968 | 1.1 | 0.31 | 1.41 | 21.9858 | 0.0151 | 2.2727 | 0.015773 | 0.018099 | 0.016507 | 0.95553 | 0.087951 | 0.047501 | 0.039829 | 0.023113 | 0.044177 | 0.042775 | 0.036656 | 0.038464 | 1.4136 | 3.6751 | 0.037356 | 0.027402 | 0.04713 | 0.04294 | 0.036043 | 0.19087 | 19.5712 | 14.3563 | 24.6924 | 22.4969 | 18.8833 | -- | 0.011 | 0.0095 | 4.357 | 0.033 | 0.002 | 0.002 | 0.035 | 0.039 | 0.15645 | -- | -- | -- | -- | -- | -- | -- | -- | -- | -- | -- | -- | -- | -- | -- | -- | -- | -- | -- | -- | -- | -- | -- | -- | -- | -- | -- | -- | -- | -- | -- | -- | -- | -- | -- | -- | -- | -- | -- | -- | -- | -- | -- | -- | -- | -- | -- | -- | -- | -- | -- | -- | -- | -- | 0.70226 | 9.1181 | 3862.4248 | 1088.5015 | 4950.9264 | 38.6242 | 33.3573 | 15298.7137 | 115.8727 | 7.0226 | 7.0226 | 122.8953 | 136.9405 | 549.3422 | -- | -- | -- | -- | -- | -- | -- | -- | -- | -- | -- | -- | -- | -- | -- | -- | -- | -- | -- | -- | -- | -- | 0.00028845 | 0.0037452 | 1.5865 | 0.4471 | 2.0336 | 0.015865 | 0.013701 | 6.2839 | 0.047594 | 0.0028845 | 0.0028845 | 0.050479 | 0.056248 | 0.22564 | -- | -- | -- | -- | -- | -- | -- | -- | -- | -- | -- | -- | -- | -- | -- | -- | -- | -- | -- | -- | -- | --
14209710 | mainstem | monthly | Clackamas River at Carter Bridge | 40.8 | 1538.4529 | 2010-08-03 | 10:50 | 770.7193 | 13 | 64 | 10.8 | 105.66 | 7.9 | 0.5 | -- | 0.4988 | 0.7 | 0.056 | 0.756 | 7.4074 | 0.0141 | 2.1429 | 0.013227 | 0.013658 | 0.012725 | 1.0395 | 0.049981 | 0.026125 | 0.02543 | 0.01447 | 0.03148 | 0.023949 | 0.021072 | 0.022422 | 1.4006 | 3.1818 | 0.020925 | 0.016872 | 0.026363 | 0.025336 | 0.021786 | 0.11128 | 18.8037 | 15.1615 | 23.6902 | 22.7674 | 19.5772 | -- | 0.019 | 0.0095 | 8.61 | 0.005 | 0.001 | 0.002 | 0.007 | 0.0085 | 0.10458 | -- | -- | -- | -- | -- | -- | -- | -- | -- | -- | -- | -- | -- | -- | -- | -- | -- | -- | -- | -- | -- | -- | -- | -- | -- | -- | -- | -- | -- | -- | -- | -- | -- | -- | -- | -- | -- | -- | -- | -- | -- | -- | -- | -- | -- | -- | -- | -- | -- | -- | -- | -- | -- | -- | -- | 0.94055 | 1319.9433 | 105.5955 | 1425.5388 | 35.827 | 17.9135 | 16235.3029 | 9.4282 | 1.8856 | 3.7713 | 13.1994 | 16.0279 | 197.1995 | -- | -- | -- | -- | -- | -- | -- | -- | -- | -- | -- | -- | -- | -- | -- | -- | -- | -- | -- | -- | -- | -- | -- | 0.00061136 | 0.85797 | 0.068637 | 0.92661 | 0.023288 | 0.011644 | 10.553 | 0.0061283 | 0.0012257 | 0.0024513 | 0.0085797 | 0.010418 | 0.12818 | -- | -- | -- | -- | -- | -- | -- | -- | -- | -- | -- | -- | -- | -- | -- | -- | -- | -- | -- | -- | -- | --
14210000 | mainstem | monthly | Clackamas River at Estacada | 23.1 | 1761.1919 | 2010-08-03 | 11:20 | 1057.64 | 17.1 | 63 | 9 | 94.31 | 7.7 | 1 | 0.3 | 1.1436 | 0.9 | 0.201 | 1.101 | 18.2561 | 0.0159 | 2.3333 | 0.016028 | 0.017541 | 0.01184 | 1.3537 | 0.062698 | 0.033558 | 0.04071 | 0.015812 | 0.04322 | 0.04551 | 0.038903 | 0.025841 | 1.3777 | 2.6405 | 0.036657 | 0.01822 | 0.029093 | 0.034374 | 0.038365 | 0.15671 | 23.392 | 11.6266 | 18.5648 | 21.9351 | 24.4815 | -- | 0.016 | 0.0095 | 6.966 | 0.008 | 0.002 | 0.008 | 0.016 | 0.036 | 0.14133 | -- | -- | -- | -- | -- | -- | -- | -- | -- | -- | -- | -- | -- | -- | -- | -- | -- | -- | -- | -- | -- | -- | -- | -- | -- | -- | -- | -- | -- | -- | -- | -- | -- | -- | -- | -- | -- | -- | -- | -- | -- | -- | -- | -- | -- | -- | -- | -- | -- | -- | -- | -- | -- | -- | 0.77628 | 2.9592 | 2328.8492 | 520.1096 | 2848.9588 | 41.4018 | 24.5823 | 18025.2925 | 20.7009 | 5.1752 | 20.7009 | 41.4018 | 93.154 | 365.7069 | -- | -- | -- | -- | -- | -- | -- | -- | -- | -- | -- | -- | -- | -- | -- | -- | -- | -- | -- | -- | -- | -- | 0.00044077 | 0.0016802 | 1.3223 | 0.29532 | 1.6176 | 0.023508 | 0.013958 | 10.2347 | 0.011754 | 0.0029385 | 0.011754 | 0.023508 | 0.052893 | 0.20765 | -- | -- | -- | -- | -- | -- | -- | -- | -- | -- | -- | -- | -- | -- | -- | -- | -- | -- | -- | -- | -- | --
14211005 | mainstem | monthly | Clackamas River Water- Source water | 3.1 | 2429.4088 | 2010-08-03 | 10:00 | 844.19 | 18.4 | 65 | 8.9 | 94.89 | 7.6 | 0.8 | 0.3 | 2.8937 | 1 | 0.423 | 1.423 | 29.7259 | 0.0175 | 2.4 | 0.015452 | 0.01621 | 0.010986 | 1.4066 | 0.079505 | 0.044078 | 0.035246 | 0.021063 | 0.035107 | 0.041563 | 0.035383 | 0.03573 | 1.4304 | 3.6883 | 0.036372 | 0.023887 | 0.046222 | 0.037451 | 0.033606 | 0.17754 | 20.4868 | 13.4546 | 26.0349 | 21.0946 | 18.9291 | -- | 0.013 | 0.0095 | 8.449 | 0.036 | 0.002 | 0.007 | 0.043 | 0.08 | 0.11823 | -- | -- | -- | -- | -- | -- | -- | -- | -- | -- | -- | -- | -- | -- | -- | -- | -- | -- | -- | -- | -- | -- | -- | -- | -- | -- | -- | -- | -- | -- | -- | -- | -- | -- | -- | -- | -- | -- | -- | -- | -- | -- | -- | -- | -- | -- | -- | -- | -- | -- | -- | -- | -- | -- | 0.61962 | 5.9766 | 2065.3858 | 873.6582 | 2939.044 | 26.85 | 19.6212 | 17450.4446 | 74.3539 | 4.1308 | 14.4577 | 88.8116 | 165.2309 | 244.1906 | -- | -- | -- | -- | -- | -- | -- | -- | -- | -- | -- | -- | -- | -- | -- | -- | -- | -- | -- | -- | -- | -- | 0.00025505 | 0.0024601 | 0.85016 | 0.35962 | 1.2098 | 0.011052 | 0.0080765 | 7.183 | 0.030606 | 0.0017003 | 0.0059511 | 0.036557 | 0.068013 | 0.10051 | -- | -- | -- | -- | -- | -- | -- | -- | -- | -- | -- | -- | -- | -- | -- | -- | -- | -- | -- | -- | -- | --
14211023 | mainstem | monthly | City of Lake Oswego DWTP - Source water | 0.9 | 2434.5888 | 2010-08-03 | 11:40 | 837.76 | 18 | 65 | 9.4 | 99.4 | 7.7 | 1 | 0.6 | 1.07 | 1 | 0.31 | 1.31 | 23.6641 | 0.0217 | 2.1 | 0.013615 | 0.013423 | 0.010253 | 1.3279 | 0.080402 | 0.043771 | 0.035931 | 0.021663 | 0.047507 | 0.043616 | 0.036041 | 0.03536 | 1.407 | 3.3915 | 0.034856 | 0.024358 | 0.044862 | 0.037999 | 0.038944 | 0.18102 | 19.2553 | 13.4559 | 24.7832 | 20.9918 | 21.5138 | -- | 0.013 | 0.0095 | 8.233 | 0.038 | 0.002 | 0.005 | 0.043 | 0.027 | 0.13629 | -- | -- | -- | -- | -- | -- | -- | -- | -- | -- | -- | -- | -- | -- | -- | -- | -- | -- | -- | -- | -- | -- | -- | -- | -- | -- | -- | -- | -- | -- | -- | -- | -- | -- | -- | -- | -- | -- | -- | -- | -- | -- | -- | -- | -- | -- | -- | -- | -- | -- | -- | -- | -- | -- | 1.2298 | 2.1931 | 2049.6542 | 635.3928 | 2685.047 | 26.6455 | 19.4717 | 16874.8033 | 77.8869 | 4.0993 | 10.2483 | 88.1351 | 55.3407 | 279.3474 | -- | -- | -- | -- | -- | -- | -- | -- | -- | -- | -- | -- | -- | -- | -- | -- | -- | -- | -- | -- | -- | -- | 0.00050513 | 0.00090082 | 0.84189 | 0.26099 | 1.1029 | 0.010945 | 0.0079979 | 6.9313 | 0.031992 | 0.0016838 | 0.0042094 | 0.036201 | 0.022731 | 0.11474 | -- | -- | -- | -- | -- | -- | -- | -- | -- | -- | -- | -- | -- | -- | -- | -- | -- | -- | -- | -- | -- | --
451438122164001 | reservoir | surface (3.6) | Northfork Reservoir | 33.4 | 1730.1121 | 2010-08-04 | 1:30 | -- | 17.76 | 64 | 9.28 | 97.5 | 7.39 | 0.5 | 1 | 2.9216 | 0.9 | 0.27 | 1.17 | 23.0769 | 0.0172 | 1.8889 | 0.012332 | 0.012079 | 0.010218 | 1.2068 | 0.051447 | 0.027124 | 0.025526 | 0.012368 | 0.069963 | 0.034495 | 0.02352 | 0.020141 | 1.35 | 2.5395 | 0.020157 | 0.014279 | 0.02846 | 0.026144 | 0.039379 | 0.12842 | 15.6964 | 11.119 | 22.1619 | 20.3582 | 30.6645 | -- | 0.019 | 0.0095 | 8.407 | 0.0025 | 0.002 | 0.002 | 0.0045 | 0.036 | 0.19803 | -- | 0.0543 | 0.0102 | 0.0018 | 0 | 0.0663 | 0.073667 | 0 | 0.0169 | 0 | 0.0195 | 0 | 0.0364 | 0.040444 | -- | 0.0694 | 0.0103 | 0.0016 | 0 | 0.0813 | 0.069487 | 0 | 0.0195 | 0 | 0.0275 | 0 | 0.047 | 0.040171 | 0.45486 | 0.06226 | 0.0086422 | 0 | 0.52576 | 7.0101 | 0.05311 | 0 | 0.13107 | 0 | 0.11935 | 0 | 0.25042 | 3.3389 | 0.58135 | 0.06287 | 0.007682 | 0 | 0.6519 | 0.04167 | 0 | 0.15123 | 0 | 0.16831 | 0 | 0.31954 | -- | -- | -- | -- | -- | -- | -- | -- | -- | -- | -- | -- | -- | -- | -- | -- | -- | -- | -- | -- | -- | -- | -- | -- | -- | -- | -- | -- | -- | -- | -- | -- | -- | -- | -- | -- | -- | -- | -- | -- | -- | -- | -- | -- | -- | -- | -- | -- | -- | -- | -- | -- | -- | -- | -- | -- | -- | -- | -- | -- | -- | -- | -- | -- | -- | -- | -- | -- | -- | -- | -- | --
451438122164002 | reservoir | metalimnion (9.9) | Northfork Reservoir | 33.4 | 1730.1121 | 2010-08-04 | 1:45 | -- | 17.07 | 64 | 9.36 | 97.1 | 7.59 | 0.7 | 1 | 2.8112 | 0.8 | 0.208 | 1.008 | 20.6349 | 0.0167 | 2 | 0.011635 | 0.011635 | 0.010462 | 1.1121 | 0.054973 | 0.029124 | 0.025974 | 0.013678 | 0.040458 | 0.037142 | 0.026438 | 0.022519 | 1.3881 | 2.6348 | 0.025231 | 0.016256 | 0.028783 | 0.026553 | 0.033062 | 0.12989 | 19.4254 | 12.516 | 22.1603 | 20.4433 | 25.455 | -- | 0.018 | 0.0095 | 7.607 | 0.0025 | 0.002 | 0.002 | 0.0045 | 0.038 | 0.0425 | -- | 0.0571 | 0.0119 | 0.0024 | 0 | 0.0714 | 0.08925 | 0 | 0.0164 | 0 | 0.0154 | 0 | 0.0318 | 0.03975 | -- | 0.0618 | 0.012 | 0.0022 | 0 | 0.076 | 0.075397 | 0 | 0.0177 | 0 | 0.0221 | 0 | 0.0398 | 0.039484 | 0.47831 | 0.072637 | 0.011523 | 0 | 0.56247 | 8.4371 | 0.060112 | 0 | 0.12719 | 0 | 0.094255 | 0 | 0.22144 | 3.3217 | 0.51768 | 0.073247 | 0.010563 | 0 | 0.60149 | 0.055185 | 0 | 0.13727 | 0 | 0.13526 | 0 | 0.27253 | -- | -- | -- | -- | -- | -- | -- | -- | -- | -- | -- | -- | -- | -- | -- | -- | -- | -- | -- | -- | -- | -- | -- | -- | -- | -- | -- | -- | -- | -- | -- | -- | -- | -- | -- | -- | -- | -- | -- | -- | -- | -- | -- | -- | -- | -- | -- | -- | -- | -- | -- | -- | -- | -- | -- | -- | -- | -- | -- | -- | -- | -- | -- | -- | -- | -- | -- | -- | -- | -- | -- | --
451438122164003 | reservoir | release (26) | Northfork Reservoir | 33.4 | 1730.1121 | 2010-08-04 | 3:00 | -- | 16.39 | 64 | 8.54 | 87.3 | 7.37 | 0.5 | 0.1 | 1.045 | 0.8 | 0.173 | 0.973 | 17.7801 | 0.0166 | 2.5 | 0.01209 | 0.012495 | 0.0090936 | 1.3295 | 0.059119 | 0.033018 | 0.02661 | 0.016865 | 0.026349 | 0.027081 | 0.023145 | 0.027002 | 1.4138 | 3.8723 | 0.024045 | 0.019297 | 0.033352 | 0.029692 | 0.022414 | 0.1288 | 18.6687 | 14.9818 | 25.8946 | 23.0526 | 17.4023 | -- | 0.011 | 0.0095 | 8.292 | 0.0025 | 0.002 | 0.002 | 0.0045 | 0.031 | 0.0355 | -- | 0.0555 | 0.01 | 0.0016 | 0 | 0.0671 | 0.083875 | 0 | 0.0166 | 0 | 0.0218 | 0 | 0.0384 | 0.048 | -- | 0.0571 | 0.0109 | 0.0019 | 0 | 0.0699 | 0.07184 | 0 | 0.017 | 0 | 0.0247 | 0 | 0.0417 | 0.042857 | 0.46491 | 0.061039 | 0.007682 | 0 | 0.53363 | 8.0045 | 0.050117 | 0 | 0.12874 | 0 | 0.13343 | 0 | 0.26217 | 3.9325 | 0.47831 | 0.066533 | 0.0091223 | 0 | 0.55397 | 0.053754 | 0 | 0.13184 | 0 | 0.15117 | 0 | 0.28302 | -- | -- | -- | -- | -- | -- | -- | -- | -- | -- | -- | -- | -- | -- | -- | -- | -- | -- | -- | -- | -- | -- | -- | -- | -- | -- | -- | -- | -- | -- | -- | -- | -- | -- | -- | -- | -- | -- | -- | -- | -- | -- | -- | -- | -- | -- | -- | -- | -- | -- | -- | -- | -- | -- | -- | -- | -- | -- | -- | -- | -- | -- | -- | -- | -- | -- | -- | -- | -- | -- | -- | --
451438122164004 | reservoir | bottom (101) | Northfork Reservoir | 33.4 | 1730.1121 | 2010-08-04 | 2:25 | -- | 15.6 | 65 | 8.23 | 82.7 | 7.22 | 5.6 | 0 | 0.46027 | 0.8 | 0.52 | 1.32 | 39.3939 | 0.0164 | 2.125 | 0.012603 | 0.013813 | 0.0097421 | 1.2937 | 0.061152 | 0.033901 | 0.027065 | 0.017338 | 0.057806 | 0.030454 | 0.023618 | 0.027079 | 1.3976 | 3.1481 | 0.020651 | 0.019345 | 0.035121 | 0.030826 | 0.032563 | 0.13851 | 14.9102 | 13.9668 | 25.3568 | 22.2564 | 23.5099 | -- | 0.016 | 0.025501 | 7.944 | 0.0025 | 0.002 | 0.026 | 0.0285 | 0.046 | 0.1197 | -- | 0.0566 | 0.0107 | 0.0019 | 0 | 0.0692 | 0.0865 | 0 | 0.0169 | 0 | 0.0226 | 0 | 0.0395 | 0.049375 | -- | 0.0605 | 0.0104 | 0.0017 | 0 | 0.0726 | 0.055 | 0 | 0.0189 | 0 | 0.0276 | 0 | 0.0465 | 0.035227 | 0.47412 | 0.065312 | 0.0091223 | 0 | 0.54856 | 8.2284 | 0.053489 | 0 | 0.13107 | 0 | 0.13832 | 0 | 0.26939 | 4.0408 | 0.50679 | 0.063481 | 0.0081621 | 0 | 0.57844 | 0.048206 | 0 | 0.14658 | 0 | 0.16892 | 0 | 0.3155 | -- | -- | -- | -- | -- | -- | -- | -- | -- | -- | -- | -- | -- | -- | -- | -- | -- | -- | -- | -- | -- | -- | -- | -- | -- | -- | -- | -- | -- | -- | -- | -- | -- | -- | -- | -- | -- | -- | -- | -- | -- | -- | -- | -- | -- | -- | -- | -- | -- | -- | -- | -- | -- | -- | -- | -- | -- | -- | -- | -- | -- | -- | -- | -- | -- | -- | -- | -- | -- | -- | -- | --
451438122164001 | reservoir | surface (3.6) | Northfork Reservoir | 33.4 | 1730.1121 | 2010-09-03 | 15:00 | -- | 18 | 67 | 9.14 | 96.6 | 7.58 | 0.2 | 0.3 | 2.02 | 0.7 | 0.308 | 1.008 | 30.5556 | 0.015 | 2.2857 | 0.015773 | 0.014464 | 0.012219 | 1.2909 | 0.04589 | 0.023888 | 0.02271 | 0.011354 | 0.053308 | 0.03881 | 0.025544 | 0.018235 | 1.3345 | 2.0694 | 0.0214 | 0.013373 | 0.024291 | 0.021947 | 0.039641 | 0.12065 | 17.737 | 11.0841 | 20.1332 | 18.1902 | 32.8556 | -- | 0.0035 | 0.0095 | 6 | 0.005 | 0.003 | 0.015 | 0.02 | 0.039 | 0.06993 | -- | 0.0489 | 0.0092 | 0.0015 | 0 | 0.0596 | 0.085143 | 0 | 0.0131 | 0 | 0.0119 | 0 | 0.025 | 0.035714 | -- | 0.0616 | 0.0122 | 0.002 | 0 | 0.0758 | 0.075198 | 0 | 0.0173 | 0 | 0.0185 | 0 | 0.0358 | 0.035516 | 0.40962 | 0.056156 | 0.0072018 | -- | 0.47298 | 8.1082 | 0.052329 | -- | 0.1016 | -- | 0.072833 | -- | 0.17443 | 2.9902 | 0.51601 | 0.074468 | 0.0096025 | -- | 0.60008 | 0.05489 | -- | 0.13417 | -- | 0.11323 | -- | 0.2474 | -- | -- | -- | -- | -- | -- | -- | -- | -- | -- | -- | -- | -- | -- | -- | -- | -- | -- | -- | -- | -- | -- | -- | -- | -- | -- | -- | -- | -- | -- | -- | -- | -- | -- | -- | -- | -- | -- | -- | -- | -- | -- | -- | -- | -- | -- | -- | -- | -- | -- | -- | -- | -- | -- | -- | -- | -- | -- | -- | -- | -- | -- | -- | -- | -- | -- | -- | -- | -- | -- | -- | --
451438122164002 | reservoir | metalimnion (9.9) | Northfork Reservoir | 33.4 | 1730.1121 | 2010-09-03 | 16:15 | -- | 15.94 | 67 | 9.14 | 92.4 | 7.56 | 0.4 | 0.5 | 2.05 | 0.7 | 0.479 | 1.179 | 40.6277 | 0.0164 | 2.1429 | 0.01434 | 0.013659 | 0.012273 | 1.1684 | 0.047151 | 0.026211 | 0.023626 | 0.012004 | 0.038752 | 0.033014 | 0.024256 | 0.019451 | 1.363 | 2.6497 | 0.023655 | 0.014021 | 0.025034 | 0.023918 | 0.031214 | 0.11784 | 20.0733 | 11.8978 | 21.244 | 20.2966 | 26.4883 | -- | 0.0035 | 0.0095 | 8.23 | 0.0025 | 0.004 | 0.014 | 0.0165 | 0.058 | 0.0745 | -- | 0.0587 | 0.0088 | 0.0014 | 0 | 0.0689 | 0.098429 | 0 | 0.0157 | 0 | 0.0186 | 0 | 0.0343 | 0.049 | -- | 0.0743 | 0.0104 | 0.0017 | 0 | 0.0864 | 0.073282 | 0 | 0.0198 | 0 | 0.0229 | 0 | 0.0427 | 0.036217 | 0.49172 | 0.053715 | 0.0067217 | -- | 0.55215 | 9.4655 | 0.042256 | -- | 0.12176 | -- | 0.11384 | -- | 0.2356 | 4.0389 | 0.62239 | 0.063481 | 0.0081621 | -- | 0.69404 | 0.039857 | -- | 0.15356 | -- | 0.14016 | -- | 0.29372 | -- | -- | -- | -- | -- | -- | -- | -- | -- | -- | -- | -- | -- | -- | -- | -- | -- | -- | -- | -- | -- | -- | -- | -- | -- | -- | -- | -- | -- | -- | -- | -- | -- | -- | -- | -- | -- | -- | -- | -- | -- | -- | -- | -- | -- | -- | -- | -- | -- | -- | -- | -- | -- | -- | -- | -- | -- | -- | -- | -- | -- | -- | -- | -- | -- | -- | -- | -- | -- | -- | -- | --
451438122164003 | reservoir | release (70) | Northfork Reservoir | 33.4 | 1730.1121 | 2010-09-03 | 15:30 | -- | 13.68 | 66 | 9.05 | 87.3 | 7.41 | 1.3 | 0 | 0.52 | 0.8 | 0.21 | 1.01 | 20.7921 | 0.0182 | 2.25 | 0.013297 | 0.013416 | 0.012877 | 1.0326 | 0.062481 | 0.035626 | 0.02761 | 0.018328 | 0.026731 | 0.030271 | 0.025148 | 0.028829 | 1.3811 | 3.8457 | 0.025834 | 0.021367 | 0.035064 | 0.031469 | 0.024451 | 0.13818 | 18.695 | 15.4625 | 25.3744 | 22.7734 | 17.6946 | -- | 0.012 | 0.024573 | 4.48 | 0.0025 | 0.001 | 0.024 | 0.0265 | 0.026 | 0.07581 | -- | 0.0639 | 0.0105 | 0.0014 | 0 | 0.0758 | 0.09475 | 0 | 0.0174 | 0 | 0.017 | 0 | 0.0344 | 0.043 | -- | 0.0732 | 0.011 | 0.0014 | 0 | 0.0856 | 0.084752 | 0 | 0.0215 | 0 | 0.0249 | 0 | 0.0464 | 0.045941 | 0.53527 | 0.064091 | 0.0067217 | -- | 0.60609 | 9.0913 | 0.044542 | -- | 0.13494 | -- | 0.10405 | -- | 0.23899 | 3.5849 | 0.61318 | 0.067143 | 0.0067217 | -- | 0.68704 | 0.040689 | -- | 0.16674 | -- | 0.1524 | -- | 0.31914 | -- | -- | -- | -- | -- | -- | -- | -- | -- | -- | -- | -- | -- | -- | -- | -- | -- | -- | -- | -- | -- | -- | -- | -- | -- | -- | -- | -- | -- | -- | -- | -- | -- | -- | -- | -- | -- | -- | -- | -- | -- | -- | -- | -- | -- | -- | -- | -- | -- | -- | -- | -- | -- | -- | -- | -- | -- | -- | -- | -- | -- | -- | -- | -- | -- | -- | -- | -- | -- | -- | -- | --
451438122164004 | reservoir | bottom (85) | Northfork Reservoir | 33.4 | 1730.1121 | 2010-09-03 | 15:45 | -- | 13.4 | 66 | 9.11 | 87.3 | 7.4 | 1.6 | 0.4 | 0.49 | 0.9 | 0.231 | 1.131 | 20.4244 | 0.0208 | 2.2222 | 0.013099 | 0.013329 | 0.01296 | 1.0107 | 0.0679 | 0.039348 | 0.031462 | 0.020366 | 0.044403 | 0.038776 | 0.029463 | 0.032051 | 1.3986 | 3.3448 | 0.026895 | 0.023221 | 0.039516 | 0.035234 | 0.034884 | 0.15975 | 16.8359 | 14.5356 | 24.7363 | 22.0558 | 21.8365 | -- | 0.0035 | 0.019473 | 9.1 | 0.0025 | 0.004 | 0.007 | 0.0095 | 0.022 | 0.0315 | -- | 0.0705 | 0.0111 | 0.0013 | 0 | 0.0829 | 0.092111 | 0 | 0.0185 | 0 | 0.0126 | 0 | 0.0311 | 0.034556 | -- | 0.0677 | 0.0099 | 0.0012 | 0 | 0.0788 | 0.069673 | 0 | 0.022 | 0.0012 | 0.0311 | 0 | 0.0543 | 0.048011 | 0.59056 | 0.067754 | 0.0062416 | -- | 0.66456 | 8.8607 | 0.041933 | -- | 0.14348 | -- | 0.077118 | -- | 0.22059 | 2.9412 | 0.56711 | 0.060429 | 0.0057615 | -- | 0.6333 | 0.039362 | -- | 0.17062 | 0.0086363 | 0.19035 | -- | 0.3696 | -- | -- | -- | -- | -- | -- | -- | -- | -- | -- | -- | -- | -- | -- | -- | -- | -- | -- | -- | -- | -- | -- | -- | -- | -- | -- | -- | -- | -- | -- | -- | -- | -- | -- | -- | -- | -- | -- | -- | -- | -- | -- | -- | -- | -- | -- | -- | -- | -- | -- | -- | -- | -- | -- | -- | -- | -- | -- | -- | -- | -- | -- | -- | -- | -- | -- | -- | -- | -- | -- | -- | --
14209710 | mainstem | monthly | Clackamas River at Carter Bridge | 40.8 | 1538.4529 | 2010-09-07 | 11:45 | 797.8006 | 10.7 | 66 | 11.3 | 104.9 | 8 | 0.5 | -- | 0.58 | 0.7 | 0.251 | 0.951 | 26.3933 | 0.0118 | 1.7143 | 0.011968 | 0.01221 | 0.012226 | 0.97892 | 0.046375 | 0.025491 | 0.019926 | 0.014485 | 0.021297 | 0.021781 | 0.017873 | 0.022076 | 1.4002 | 3.4893 | 0.019145 | 0.016517 | 0.026577 | 0.021933 | 0.016863 | 0.10103 | 18.9491 | 16.3477 | 26.3047 | 21.7081 | 16.6904 | -- | 0.017 | 0.0095 | 9.24 | 0.0025 | 0.001 | 0.002 | 0.0045 | 0.012 | 0.0145 | -- | -- | -- | -- | -- | -- | -- | -- | -- | -- | -- | -- | -- | -- | -- | -- | -- | -- | -- | -- | -- | -- | -- | -- | -- | -- | -- | -- | -- | -- | -- | -- | -- | -- | -- | -- | -- | -- | -- | -- | -- | -- | -- | -- | -- | -- | -- | -- | -- | -- | -- | -- | -- | -- | -- | 1.1321 | 1366.323 | 489.9244 | 1856.2474 | 33.1821 | 18.543 | 18035.4632 | 4.8797 | 1.9519 | 3.9038 | 8.7835 | 23.4227 | 28.3024 | -- | -- | -- | -- | -- | -- | -- | -- | -- | -- | -- | -- | -- | -- | -- | -- | -- | -- | -- | -- | -- | -- | -- | 0.00073587 | 0.88811 | 0.31845 | 1.2066 | 0.021569 | 0.012053 | 11.7231 | 0.0031718 | 0.0012687 | 0.0025375 | 0.0057093 | 0.015225 | 0.018397 | -- | -- | -- | -- | -- | -- | -- | -- | -- | -- | -- | -- | -- | -- | -- | -- | -- | -- | -- | -- | -- | --
14210000 | mainstem | monthly | Clackamas River at Estacada | 23.1 | 1761.1919 | 2010-09-07 | 12:30 | 894.5 | 14.4 | 66 | 9.9 | 97.94 | 7.6 | 0.8 | 0.6 | 1.04 | 0.8 | 0.222 | 1.022 | 21.7221 | 0.0179 | 2.5 | 0.012946 | 0.012864 | 0.012706 | 1.0189 | 0.062101 | 0.035629 | 0.028585 | 0.017194 | 0.031528 | 0.029645 | 0.024824 | 0.028099 | 1.3861 | 3.5219 | 0.026703 | 0.020176 | 0.034901 | 0.031692 | 0.024984 | 0.13845 | 19.2866 | 14.572 | 25.2073 | 22.8895 | 18.0445 | -- | 0.014 | 0.0095 | 6.87 | 0.012 | 0.001 | 0.007 | 0.019 | 0.013 | 0.10332 | -- | -- | -- | -- | -- | -- | -- | -- | -- | -- | -- | -- | -- | -- | -- | -- | -- | -- | -- | -- | -- | -- | -- | -- | -- | -- | -- | -- | -- | -- | -- | -- | -- | -- | -- | -- | -- | -- | -- | -- | -- | -- | -- | -- | -- | -- | -- | -- | -- | -- | -- | -- | -- | -- | 1.3131 | 2.276 | 1750.7789 | 485.8412 | 2236.6201 | 30.6386 | 20.7905 | 15034.8142 | 26.2617 | 2.1885 | 15.3193 | 41.581 | 28.4502 | 226.1131 | -- | -- | -- | -- | -- | -- | -- | -- | -- | -- | -- | -- | -- | -- | -- | -- | -- | -- | -- | -- | -- | -- | 0.00074557 | 0.0012923 | 0.99409 | 0.27586 | 1.2699 | 0.017397 | 0.011805 | 8.5367 | 0.014911 | 0.0012426 | 0.0086983 | 0.02361 | 0.016154 | 0.12839 | -- | -- | -- | -- | -- | -- | -- | -- | -- | -- | -- | -- | -- | -- | -- | -- | -- | -- | -- | -- | -- | --
14211005 | mainstem | monthly | Clackamas River Water- Source water | 3.1 | 2429.4088 | 2010-09-07 | 10:00 | 812.3 | 15.6 | 69 | 9.4 | 94.53 | 7.6 | 1 | 1 | 1.39 | 1 | 0.351 | 1.351 | 25.9808 | 0.0211 | 2.2 | 0.012768 | 0.012772 | 0.012264 | 1.0411 | 0.090497 | 0.047799 | 0.041502 | 0.023113 | 0.044486 | 0.041254 | 0.036344 | 0.037941 | 1.4421 | 3.7701 | 0.042292 | 0.026132 | 0.048812 | 0.04323 | 0.034181 | 0.19465 | 21.7275 | 13.4254 | 25.0773 | 22.2093 | 17.5606 | -- | 0.011 | 0.0095 | 8.7 | 0.018 | 0.001 | 0.006 | 0.024 | 0.045 | 0.16128 | -- | -- | -- | -- | -- | -- | -- | -- | -- | -- | -- | -- | -- | -- | -- | -- | -- | -- | -- | -- | -- | -- | -- | -- | -- | -- | -- | -- | -- | -- | -- | -- | -- | -- | -- | -- | -- | -- | -- | -- | -- | -- | -- | -- | -- | -- | -- | -- | -- | -- | -- | -- | -- | -- | 1.9874 | 2.7624 | 1987.3641 | 697.5648 | 2684.9289 | 21.861 | 18.88 | 17290.0675 | 35.7726 | 1.9874 | 11.9242 | 47.6967 | 89.4314 | 320.5221 | -- | -- | -- | -- | -- | -- | -- | -- | -- | -- | -- | -- | -- | -- | -- | -- | -- | -- | -- | -- | -- | -- | 0.00081804 | 0.0011371 | 0.81804 | 0.28713 | 1.1052 | 0.0089985 | 0.0077714 | 7.117 | 0.014725 | 0.00081804 | 0.0049083 | 0.019633 | 0.036812 | 0.13193 | -- | -- | -- | -- | -- | -- | -- | -- | -- | -- | -- | -- | -- | -- | -- | -- | -- | -- | -- | -- | -- | --
14211023 | mainstem | monthly | City of Lake Oswego DWTP - Source water | 0.9 | 2434.5888 | 2010-09-07 | 11:40 | 799.7 | 15.4 | 68 | 9.9 | 99.14 | 7.7 | 0.7 | 0.7 | 1.57 | 1 | 0.384 | 1.384 | 27.7457 | 0.0197 | 2.3 | 0.013372 | 0.013086 | 0.011909 | 1.1228 | 0.10166 | 0.053886 | 0.046142 | 0.024278 | 0.052396 | 0.042793 | 0.042326 | 0.039655 | 1.4102 | 3.9874 | 0.0538 | 0.026932 | 0.053319 | 0.048323 | 0.03602 | 0.21839 | 24.6346 | 12.3317 | 24.414 | 22.1266 | 16.4931 | -- | 0.011 | 0.0095 | 8.63 | 0.022 | 0.001 | 0.002 | 0.024 | 0.039 | 0.08925 | -- | -- | -- | -- | -- | -- | -- | -- | -- | -- | -- | -- | -- | -- | -- | -- | -- | -- | -- | -- | -- | -- | -- | -- | -- | -- | -- | -- | -- | -- | -- | -- | -- | -- | -- | -- | -- | -- | -- | -- | -- | -- | -- | -- | -- | -- | -- | -- | -- | -- | -- | -- | -- | -- | 1.3696 | 3.0718 | 1956.5371 | 751.3102 | 2707.8473 | 21.5219 | 18.5871 | 16884.9149 | 43.0438 | 1.9565 | 3.9131 | 46.9569 | 76.3049 | 174.6209 | -- | -- | -- | -- | -- | -- | -- | -- | -- | -- | -- | -- | -- | -- | -- | -- | -- | -- | -- | -- | -- | -- | 0.00056255 | 0.0012617 | 0.80364 | 0.3086 | 1.1122 | 0.0088401 | 0.0076346 | 6.9354 | 0.01768 | 0.00080364 | 0.0016073 | 0.019287 | 0.031342 | 0.071725 | -- | -- | -- | -- | -- | -- | -- | -- | -- | -- | -- | -- | -- | -- | -- | -- | -- | -- | -- | -- | -- | --
14210900 | tributary | rain event | Sieben Creek | 5.8 | 4.662 | 2010-09-18 | 6:50 | -- | -- | -- | -- | -- | -- | -- | -- | 0.62 | 5 | -- | -- | -- | 0.1867 | 3.52 | -- | -- | -- | -- | 1.3503 | 0.57117 | 0.65079 | 0.25333 | 0.25319 | 0.38926 | 0.63962 | 0.41754 | 1.4106 | 4.5584 | 1.2712 | 0.28888 | 0.53808 | 0.42699 | 0.24429 | 2.7695 | 45.9014 | 10.431 | 19.429 | 15.4178 | 8.8208 | -- | 0.046 | 0.062593 | 3.76 | 0.659 | 0.006 | 0.028 | 0.687 | -- | 1.0004 | -- | 0.36933 | 0.0175 | 0 | 0 | 0.38683 | 0.077367 | 0.0105 | 0.12267 | 0 | 0.20717 | 0 | 0.34033 | 0.068067 | -- | 0.45967 | 0.0215 | 0 | 0 | 0.48117 | -- | 0.014667 | 0.1415 | 0 | 0.23117 | 0 | 0.38733 | -- | 3.0938 | 0.10682 | 0 | 0 | 3.2006 | 7.6815 | -- | 0.11111 | 0.95133 | 0 | 1.268 | 0 | 2.3304 | 5.593 | 3.8505 | 0.13123 | 0 | 0 | 3.9817 | -- | 0.15521 | 1.0974 | 0 | 1.4148 | 0 | 2.6674 | -- | -- | -- | -- | -- | -- | -- | -- | -- | -- | -- | -- | -- | -- | -- | -- | -- | -- | -- | -- | -- | -- | -- | -- | -- | -- | -- | -- | -- | -- | -- | -- | -- | -- | -- | -- | -- | -- | -- | -- | -- | -- | -- | -- | -- | -- | -- | -- | -- | -- | -- | -- | -- | -- | -- | -- | -- | -- | -- | -- | -- | -- | -- | -- | -- | -- | -- | -- | -- | -- | -- | --
14211005 | mainstem | calibration | Clackamas River Water- Source water | 3.1 | 2429.4088 | 2010-09-20 | 11:00 | 1925.1 | 14 | 64 | 10.2 | 99.08 | 7.6 | 2.2 | 1 | -- | 1.4 | -- | -- | -- | 0.0413 | 2.7143 | -- | -- | -- | -- | 0.13684 | 0.077731 | 0.062718 | 0.041411 | 0.043595 | 0.069303 | 0.058674 | 0.064424 | 1.4019 | 3.8584 | 0.063798 | 0.046965 | 0.075424 | 0.066744 | 0.049544 | 0.30248 | 21.092 | 15.5269 | 24.9357 | 22.0659 | 16.3796 | -- | -- | -- | -- | -- | -- | -- | -- | -- | -- | -- | -- | -- | -- | -- | -- | -- | -- | -- | -- | -- | -- | -- | -- | -- | -- | -- | -- | -- | -- | -- | -- | -- | -- | -- | -- | -- | -- | -- | -- | -- | -- | -- | -- | -- | -- | -- | -- | -- | -- | -- | -- | -- | -- | -- | -- | -- | -- | -- | -- | -- | -- | -- | -- | 4.7099 | -- | 6593.8993 | -- | -- | -- | -- | -- | -- | -- | -- | -- | -- | -- | -- | -- | -- | -- | -- | -- | -- | -- | -- | -- | -- | -- | -- | -- | -- | -- | -- | -- | -- | -- | -- | -- | 0.0019387 | -- | 2.7142 | -- | -- | -- | -- | -- | 0 | 0 | 0 | 0 | 0 | 0 | -- | -- | -- | -- | -- | -- | -- | -- | -- | -- | -- | -- | -- | -- | -- | -- | -- | -- | -- | -- | -- | --
14209710 | mainstem | monthly | Clackamas River at Carter Bridge | 40.8 | 1538.4529 | 2010-10-05 | 11:30 | 811.4495 | 9.9 | 65 | 11.5 | 104.77 | 7.9 | 1 | -- | 0.66 | 1.1 | 0.17 | 1.27 | 13.3858 | 0.0173 | 1.5455 | 0.012723 | 0.014021 | 0.011823 | 1.0762 | 0.059589 | 0.033733 | 0.038859 | 0.017711 | 0.06663 | 0.039538 | 0.033566 | 0.027868 | 1.3971 | 3.0723 | 0.027369 | 0.019648 | 0.031407 | 0.035276 | 0.039757 | 0.15346 | 17.8351 | 12.8033 | 20.4664 | 22.9873 | 25.9079 | -- | 0.019 | 0.0095 | 9.25 | 0.013 | 0.003 | 0.008 | 0.021 | 0.032 | 0.053 | -- | -- | -- | -- | -- | -- | -- | -- | -- | -- | -- | -- | -- | -- | -- | -- | -- | -- | -- | -- | -- | -- | -- | -- | -- | -- | -- | -- | -- | -- | -- | -- | -- | -- | -- | -- | -- | -- | -- | -- | -- | -- | -- | -- | -- | -- | -- | -- | -- | -- | -- | -- | -- | -- | -- | 1.3103 | 2183.8116 | 337.4982 | 2521.3098 | 37.7204 | 18.8602 | 18363.8706 | 25.8087 | 5.9558 | 15.8823 | 41.6909 | 63.5291 | 105.22 | -- | -- | -- | -- | -- | -- | -- | -- | -- | -- | -- | -- | -- | -- | -- | -- | -- | -- | -- | -- | -- | -- | -- | 0.00085169 | 1.4195 | 0.21938 | 1.6389 | 0.024518 | 0.012259 | 11.9366 | 0.016776 | 0.0038713 | 0.010324 | 0.027099 | 0.041294 | 0.068393 | -- | -- | -- | -- | -- | -- | -- | -- | -- | -- | -- | -- | -- | -- | -- | -- | -- | -- | -- | -- | -- | --
14210000 | mainstem | monthly | Clackamas River at Estacada | 23.1 | 1761.1919 | 2010-10-05 | 11:00 | 935.67 | 13 | 67 | 9.8 | 94 | 7.6 | 0.4 | 0.7 | 1.32 | 1.4 | 0.272 | 1.672 | 16.2679 | 0.0249 | 1.6429 | 0.013528 | 0.015035 | 0.012513 | 1.0812 | 0.079507 | 0.04463 | 0.064914 | 0.022032 | 0.08084 | 0.064174 | 0.055306 | 0.035053 | 1.402 | 2.6901 | 0.046727 | 0.02439 | 0.036068 | 0.052671 | 0.058742 | 0.2186 | 21.3757 | 11.1574 | 16.4997 | 24.0949 | 26.8724 | -- | 0.016 | 0.0095 | 6.71 | 0.02 | 0.004 | 0.011 | 0.031 | 0.027 | 0.13608 | -- | -- | -- | -- | -- | -- | -- | -- | -- | -- | -- | -- | -- | -- | -- | -- | -- | -- | -- | -- | -- | -- | -- | -- | -- | -- | -- | -- | -- | -- | -- | -- | -- | -- | -- | -- | -- | -- | -- | -- | -- | -- | -- | -- | -- | -- | -- | -- | -- | -- | -- | -- | -- | -- | 1.6024 | 3.0217 | 3204.8796 | 622.6623 | 3827.542 | 36.6272 | 21.7474 | 15360.5303 | 45.784 | 9.1568 | 25.1812 | 70.9652 | 61.8084 | 311.5143 | -- | -- | -- | -- | -- | -- | -- | -- | -- | -- | -- | -- | -- | -- | -- | -- | -- | -- | -- | -- | -- | -- | 0.00090986 | 0.0017157 | 1.8197 | 0.35355 | 2.1733 | 0.020797 | 0.012348 | 8.7217 | 0.025996 | 0.0051992 | 0.014298 | 0.040294 | 0.035095 | 0.17688 | -- | -- | -- | -- | -- | -- | -- | -- | -- | -- | -- | -- | -- | -- | -- | -- | -- | -- | -- | -- | -- | --
14211005 | mainstem | monthly | Clackamas River Water- Source water | 3.1 | 2429.4088 | 2010-10-05 | 10:00 | 950.6 | 13 | 68 | 10.3 | 97.86 | 7.7 | 0.5 | 0.6 | 1.66 | 1.3 | 0.412 | 1.712 | 24.0654 | 0.0291 | 2.0769 | 0.012842 | 0.013776 | 0.012476 | 1.0293 | 0.098231 | 0.05567 | 0.050618 | 0.027937 | 0.064481 | 0.057633 | 0.048466 | 0.045717 | 1.412 | 3.5219 | 0.044157 | 0.030998 | 0.054601 | 0.051495 | 0.050416 | 0.23167 | 19.0607 | 13.3806 | 23.5686 | 22.2279 | 21.7621 | -- | 0.014 | 0.0095 | 8.55 | 0.024 | 0.001 | 0.007 | 0.031 | 0.062 | 0.093 | -- | -- | -- | -- | -- | -- | -- | -- | -- | -- | -- | -- | -- | -- | -- | -- | -- | -- | -- | -- | -- | -- | -- | -- | -- | -- | -- | -- | -- | -- | -- | -- | -- | -- | -- | -- | -- | -- | -- | -- | -- | -- | -- | -- | -- | -- | -- | -- | -- | -- | -- | -- | -- | -- | 1.3954 | 3.8607 | 3023.4455 | 958.1997 | 3981.6452 | 32.5602 | 22.0944 | 19884.9685 | 55.8175 | 2.3257 | 16.2801 | 72.0975 | 144.1951 | 216.2926 | -- | -- | -- | -- | -- | -- | -- | -- | -- | -- | -- | -- | -- | -- | -- | -- | -- | -- | -- | -- | -- | -- | 0.00057439 | 0.0015892 | 1.2445 | 0.39442 | 1.6389 | 0.013403 | 0.0090946 | 8.1851 | 0.022976 | 0.00095732 | 0.0067013 | 0.029677 | 0.059354 | 0.089031 | -- | -- | -- | -- | -- | -- | -- | -- | -- | -- | -- | -- | -- | -- | -- | -- | -- | -- | -- | -- | -- | --
14211023 | mainstem | monthly | City of Lake Oswego DWTP - Source water | 0.9 | 2434.5888 | 2010-10-05 | 11:40 | 923.38 | 13.1 | 68 | 10.8 | 102.85 | 7.8 | 1.1 | 0.2 | 1.45 | 1.2 | 0.258 | 1.458 | 17.6955 | 0.0257 | 2 | 0.012834 | 0.01384 | 0.011262 | 1.1396 | 0.095088 | 0.054338 | 0.044039 | 0.027405 | 0.037956 | 0.040278 | 0.039446 | 0.044248 | 1.4055 | 4.7326 | 0.042298 | 0.031279 | 0.053414 | 0.047701 | 0.03099 | 0.20568 | 20.5646 | 15.2077 | 25.9693 | 23.1914 | 15.067 | -- | 0.013 | 0.0095 | 7.29 | 0.026 | 0.001 | 0.006 | 0.032 | 0.034 | 0.066 | -- | -- | -- | -- | -- | -- | -- | -- | -- | -- | -- | -- | -- | -- | -- | -- | -- | -- | -- | -- | -- | -- | -- | -- | -- | -- | -- | -- | -- | -- | -- | -- | -- | -- | -- | -- | -- | -- | -- | -- | -- | -- | -- | -- | -- | -- | -- | -- | -- | -- | -- | -- | -- | -- | 0.45183 | 3.2757 | 2710.9574 | 582.8558 | 3293.8132 | 29.3687 | 21.4617 | 16469.0662 | 58.7374 | 2.2591 | 13.5548 | 72.2922 | 76.8105 | 149.1027 | -- | -- | -- | -- | -- | -- | -- | -- | -- | -- | -- | -- | -- | -- | -- | -- | -- | -- | -- | -- | -- | -- | 0.00018559 | 0.0013455 | 1.1135 | 0.23941 | 1.3529 | 0.012063 | 0.0088153 | 6.7646 | 0.024126 | 0.00092793 | 0.0055676 | 0.029694 | 0.03155 | 0.061243 | -- | -- | -- | -- | -- | -- | -- | -- | -- | -- | -- | -- | -- | -- | -- | -- | -- | -- | -- | -- | -- | --
14209710 | mainstem | synoptic_2 | Clackamas River at Carter Bridge | 40.8 | 1538.4529 | 2010-10-10 | 11:00 | 938.2041 | 10.7 | 64 | 11.2 | 103.97 | 7.8 | 1.9 | -- | 0.98784 | 1.2 | 0.351 | 1.551 | 22.6306 | 0.0318 | 2.8333 | 0.01238 | 0.013359 | 0.012798 | 0.96731 | 0.10184 | 0.060014 | 0.044256 | 0.032721 | 0.055314 | 0.044035 | 0.037887 | 0.052044 | 1.4558 | 4.5338 | 0.03777 | 0.037497 | 0.060217 | 0.052357 | 0.037832 | 0.22567 | 16.7368 | 16.6156 | 26.6833 | 23.2002 | 16.764 | -- | 0.018 | 0.0095 | 9.1 | 0.009 | 0.002 | 0.002 | 0.011 | 0.016 | 0.06027 | -- | 0.0899 | 0.0322 | 0.0075 | 0 | 0.1296 | 0.108 | 0 | 0.0294 | 0 | 0.028 | 0.0015 | 0.0589 | 0.049083 | -- | 0.0885 | 0.0284 | 0.0062 | 0 | 0.1231 | 0.079368 | 0 | 0.0342 | 0 | 0.06 | 0.0013 | 0.0955 | 0.061573 | 0.75307 | 0.19655 | 0.036009 | 0 | 0.98563 | 9.8563 | -- | 0 | 0.22801 | 0 | 0.17137 | 0.0068857 | 0.40627 | 4.0627 | 0.74134 | 0.17335 | 0.029768 | 0 | 0.94446 | -- | 0 | 0.26524 | 0 | 0.36723 | 0.0059676 | 0.63843 | -- | 2.2675 | 2754.4797 | 805.6853 | 3560.165 | 41.3172 | 21.8063 | 20888.1376 | 20.6586 | 4.5908 | 4.5908 | 25.2494 | 36.7264 | 138.3437 | 206.3564 | 73.9119 | 17.2155 | 0 | 297.4838 | 0 | 67.4848 | 0 | 64.2712 | 3.4431 | 135.199 | 203.1429 | 65.1894 | 14.2315 | 0 | 282.5637 | 0 | 78.5027 | 0 | 137.724 | 2.984 | 219.2107 | -- | 0.0014739 | 1.7904 | 0.5237 | 2.3141 | 0.026856 | 0.014174 | 13.5774 | 0.013428 | 0.002984 | 0.002984 | 0.016412 | 0.023872 | 0.089924 | 0.13413 | 0.048043 | 0.01119 | 0 | 0.19337 | 0 | 0.043865 | 0 | 0.041777 | 0.002238 | 0.08788 | 0.13204 | 0.042373 | 0.0092505 | 0 | 0.18367 | 0 | 0.051027 | 0 | 0.089521 | 0.0019396 | 0.14249
14210000 | mainstem | synoptic_2 | Clackamas River at Estacada | 23.1 | 1761.1919 | 2010-10-10 | 11:30 | 1338.1 | 12.4 | 64 | 10.1 | 95.58 | 7.6 | 1.6 | 0.7 | 1.3716 | 1 | 0.247 | 1.247 | 19.8075 | 0.0231 | 2.4 | 0.012703 | 0.012631 | 0.01305 | 0.97342 | 0.081129 | 0.045162 | 0.038487 | 0.022168 | 0.042224 | 0.041699 | 0.036946 | 0.036033 | 1.416 | 3.8377 | 0.040808 | 0.025735 | 0.043016 | 0.03999 | 0.035462 | 0.18501 | 22.057 | 13.9101 | 23.2507 | 21.6147 | 19.1675 | -- | 0.015 | 0.0095 | 3.57 | 0.014 | 0.001 | 0.008 | 0.022 | 0.028 | 0.10185 | -- | 0.0572 | 0.0265 | 0.0077 | 0 | 0.0914 | 0.0914 | 0 | 0.0186 | 0 | 0.0144 | 0.0014 | 0.0344 | 0.0344 | -- | 0.0623 | 0.0261 | 0.0073 | 0 | 0.0957 | 0.076744 | 0 | 0.0236 | 0 | 0.0308 | 0.0013 | 0.0557 | 0.044667 | 0.47915 | 0.16175 | 0.036969 | 0 | 0.67787 | 8.1345 | -- | 0 | 0.14425 | 0 | 0.088134 | 0.0064266 | 0.23881 | 2.8657 | 0.52187 | 0.15931 | 0.035049 | 0 | 0.71623 | -- | 0 | 0.18303 | 0 | 0.18851 | 0.0059676 | 0.37751 | 2.2916 | 4.4903 | 3273.7805 | 808.6238 | 4082.4043 | 49.1067 | 31.1009 | 11687.3963 | 45.8329 | 3.2738 | 26.1902 | 72.0232 | 91.6659 | 333.4345 | 187.2602 | 86.7552 | 25.2081 | 0 | 299.2235 | 0 | 60.8923 | 0 | 47.1424 | 4.5833 | 112.618 | 203.9565 | 85.4457 | 23.8986 | 0 | 313.3008 | 0 | 77.2612 | 0 | 100.8324 | 4.2559 | 182.3496 | 0.0013012 | 0.0025496 | 1.8588 | 0.45913 | 2.318 | 0.027883 | 0.017659 | 6.6361 | 0.026024 | 0.0018588 | 0.014871 | 0.040895 | 0.052048 | 0.18932 | 0.10633 | 0.049259 | 0.014313 | 0 | 0.1699 | 0 | 0.034574 | 0 | 0.026767 | 0.0026024 | 0.063944 | 0.11581 | 0.048516 | 0.01357 | 0 | 0.17789 | 0 | 0.043869 | 0 | 0.057252 | 0.0024165 | 0.10354
452255122244500 | mainstem | synoptic_2 | Clackamas River near Barton | 13.4 | 2033.1407 | 2010-10-10 | 12:20 | 1535.1 | -- | -- | -- | -- | -- | -- | -- | 2.0464 | 1.1 | 0.387 | 1.487 | 26.0256 | 0.0283 | 2.6364 | 0.011141 | 0.011177 | 0.013982 | 0.79686 | 0.092535 | 0.053325 | 0.043998 | 0.027417 | 0.071034 | 0.051765 | 0.041591 | 0.043113 | 1.4084 | 3.5841 | 0.040353 | 0.030343 | 0.05226 | 0.048478 | 0.048896 | 0.22033 | 18.315 | 13.7717 | 23.7187 | 22.0026 | 22.1921 | -- | 0.015 | 0.0095 | 8.45 | 0.024 | 0.001 | 0.006 | 0.03 | 0.025 | 0.09912 | -- | 0.0721 | 0.0222 | 0.0046 | 0 | 0.0989 | 0.089909 | 0 | 0.0257 | 0 | 0.0227 | 0.0012 | 0.0496 | 0.045091 | -- | 0.0707 | 0.034 | 0.0102 | 0 | 0.1149 | 0.07727 | 0 | 0.0285 | 0 | 0.0423 | 0.0016 | 0.0724 | 0.048689 | 0.60396 | 0.13551 | 0.022086 | 0 | 0.76156 | 8.3079 | -- | 0 | 0.19931 | 0 | 0.13893 | 0.0055085 | 0.34376 | 3.7501 | 0.59224 | 0.20753 | 0.048973 | 0 | 0.84874 | -- | 0 | 0.22103 | 0 | 0.25889 | 0.0073447 | 0.48727 | -- | 7.6858 | 4131.3343 | 1453.4785 | 5584.8128 | 56.3364 | 35.6797 | 31736.159 | 90.1382 | 3.7558 | 22.5346 | 112.6728 | 93.894 | 372.2708 | 270.7902 | 83.3778 | 17.2765 | 0 | 371.4445 | 0 | 96.523 | 0 | 85.2557 | 4.5069 | 186.2856 | 265.5321 | 127.6958 | 38.3087 | 0 | 431.5366 | 0 | 107.0391 | 0 | 158.8686 | 6.0092 | 271.9169 | -- | 0.0037803 | 2.032 | 0.71489 | 2.7469 | 0.027709 | 0.017549 | 15.6094 | 0.044334 | 0.0018473 | 0.011084 | 0.055418 | 0.046182 | 0.1831 | 0.13319 | 0.041009 | 0.0084974 | 0 | 0.18269 | 0 | 0.047475 | 0 | 0.041933 | 0.0022167 | 0.091625 | 0.1306 | 0.062807 | 0.018842 | 0 | 0.21225 | 0 | 0.052647 | 0 | 0.078139 | 0.0029556 | 0.13374
452335122294500 | mainstem | synoptic_2 | Clackamas River at Carver | 7.9 | 2382.7891 | 2010-10-10 | 13:10 | 1650 | -- | -- | -- | -- | -- | -- | -- | 4.4576 | 1.7 | 1.049 | 2.749 | 38.1593 | 0.0456 | 2.5294 | 0.01121 | 0.012041 | 0.013206 | 0.8489 | 0.15731 | 0.088033 | 0.076242 | 0.043379 | 0.066423 | 0.07269 | 0.069019 | 0.070266 | 1.4342 | 3.9869 | 0.083322 | 0.049343 | 0.083362 | 0.078885 | 0.058827 | 0.35374 | 23.5547 | 13.949 | 23.5659 | 22.3004 | 16.63 | -- | 0.023 | 0.020864 | 4.68 | 0.125 | 0.002 | 0.008 | 0.133 | 0.114 | 0.21462 | -- | 0.108 | 0.0394 | 0.0076 | 0 | 0.155 | 0.091176 | 0 | 0.0369 | 0 | 0.038 | 0.0013 | 0.0762 | 0.044824 | -- | 0.1298 | 0.0392 | 0.0127 | 0 | 0.1817 | 0.066097 | 0.0029 | 0.0506 | 0 | 0.0824 | 0.0017 | 0.1376 | 0.050055 | 0.90469 | 0.24049 | 0.036489 | 0 | 1.1817 | 8.3412 | -- | 0 | 0.28618 | 0 | 0.23258 | 0.0059676 | 0.52472 | 3.7039 | 1.0873 | 0.23927 | 0.060976 | 0 | 1.3876 | -- | 0.030689 | 0.39242 | 0 | 0.50432 | 0.0078037 | 0.93524 | -- | 17.9948 | 6862.6816 | 4234.6782 | 11097.3598 | 92.848 | 84.2263 | 18892.5587 | 504.6089 | 8.0737 | 32.295 | 536.9039 | 460.2034 | 866.3934 | 435.9821 | 159.0527 | 30.6802 | 0 | 625.7151 | 0 | 148.9606 | 0 | 153.4011 | 5.2479 | 307.6096 | 523.9859 | 158.2454 | 51.2683 | 0 | 733.4996 | 11.7069 | 204.2657 | 0 | 332.6382 | 6.8627 | 555.4735 | -- | 0.007552 | 2.8801 | 1.7772 | 4.6573 | 0.038966 | 0.035348 | 7.9288 | 0.21177 | 0.0033884 | 0.013553 | 0.22533 | 0.19314 | 0.3636 | 0.18297 | 0.066751 | 0.012876 | 0 | 0.2626 | 0 | 0.062515 | 0 | 0.064379 | 0.0022024 | 0.1291 | 0.2199 | 0.066412 | 0.021516 | 0 | 0.30783 | 0.0049131 | 0.085725 | 0 | 0.1396 | 0.0028801 | 0.23312
14211005 | mainstem | synoptic_2 | Clackamas River Water- Source water | 3.1 | 2429.4088 | 2010-10-10 | 11:30 | 1548.3 | 13.7 | 64 | 10.1 | 97.47 | 7.6 | 4.5 | 1.7 | 3.7505 | 1.6 | 0.978 | 2.578 | 37.9364 | 0.0461 | 2.75 | 0.012728 | 0.013964 | 0.010842 | 1.1739 | 0.19812 | 0.10245 | 0.096475 | 0.049188 | 0.0752 | 0.1039 | 0.097605 | 0.079654 | 1.436 | 3.6057 | 0.13273 | 0.055205 | 0.095254 | 0.088574 | 0.078757 | 0.45052 | 29.461 | 12.2537 | 21.1434 | 19.6606 | 17.4814 | -- | 0.019 | 0.0095 | 8.45 | 0.091 | 0.002 | 0.013 | 0.104 | 0.111 | 0.19026 | -- | 0.1058 | 0.0382 | 0.0073 | 0 | 0.1513 | 0.094562 | 0 | 0.0358 | 0 | 0.0266 | 0.0014 | 0.0638 | 0.039875 | -- | 0.1413 | 0.0338 | 0.0087 | 0 | 0.1838 | 0.071296 | 0.0053 | 0.0562 | 0 | 0.0908 | 0.0015 | 0.1538 | 0.059659 | 0.88626 | 0.23317 | 0.035049 | 0 | 1.1545 | 8.6586 | -- | 0 | 0.27764 | 0 | 0.1628 | 0.0064266 | 0.44687 | 3.3516 | 1.1836 | 0.20631 | 0.041771 | 0 | 1.4317 | -- | 0.056086 | 0.43585 | 0 | 0.55574 | 0.0068857 | 1.0546 | 6.4397 | 14.2071 | 6060.8855 | 3704.7163 | 9765.6018 | 71.973 | 35.9865 | 32009.0516 | 344.7129 | 7.5761 | 49.2447 | 393.9576 | 420.4739 | 720.715 | 400.7761 | 144.7036 | 27.6528 | 0 | 573.1325 | 0 | 135.6123 | 0 | 100.7622 | 5.3033 | 241.6778 | 535.252 | 128.0362 | 32.9561 | 0 | 696.2442 | 20.0767 | 212.8886 | 0 | 343.9553 | 5.6821 | 582.6026 | 0.0026507 | 0.005848 | 2.4948 | 1.5249 | 4.0197 | 0.029626 | 0.014813 | 13.1757 | 0.14189 | 0.0031185 | 0.02027 | 0.16216 | 0.17308 | 0.29666 | 0.16497 | 0.059563 | 0.011383 | 0 | 0.23591 | 0 | 0.055821 | 0 | 0.041476 | 0.0021829 | 0.09948 | 0.22032 | 0.052703 | 0.013565 | 0 | 0.28659 | 0.008264 | 0.08763 | 0 | 0.14158 | 0.0023389 | 0.23981
14211023 | mainstem | synoptic_2 | City of Lake Oswego DWTP - Source water | 0.9 | 2434.5888 | 2010-10-10 | 14:00 | 1638.5 | 13.8 | 64 | 10.6 | 102.52 | 7.8 | 3.8 | 1.6 | 3.0984 | 1.7 | 0.538 | 2.238 | 24.0393 | 0.0469 | 2.7647 | 0.010071 | 0.010786 | 0.013775 | 0.73105 | 0.22108 | 0.11192 | 0.11593 | 0.053683 | 0.083549 | 0.13866 | 0.12689 | 0.086983 | 1.4391 | 3.0315 | 0.1725 | 0.059945 | 0.098535 | 0.093909 | 0.10456 | 0.52945 | 32.581 | 11.3221 | 18.6107 | 17.737 | 19.7493 | -- | 0.02 | -- | 3.39 | 0.098 | 0.002 | 0.014 | 0.112 | 0.052 | 0.164 | -- | 0.1092 | 0.0389 | 0.0081 | 0 | 0.1562 | 0.091882 | 0 | 0.0348 | 0 | 0.0266 | 0.0014 | 0.0628 | 0.036941 | -- | 0.1339 | 0.0347 | 0.0061 | 0 | 0.1747 | 0.078061 | 0.0047 | 0.0483 | 0 | 0.0692 | 0.0012 | 0.1234 | 0.055139 | 0.91474 | 0.23744 | 0.03889 | 0 | 1.1911 | 8.4076 | -- | 0 | 0.26989 | 0 | 0.1628 | 0.0064266 | 0.43912 | 3.0997 | 1.1216 | 0.21181 | 0.029287 | 0 | 1.3627 | -- | 0.049737 | 0.37459 | 0 | 0.42353 | 0.0055085 | 0.85337 | 6.414 | 12.4208 | 6814.8508 | 2156.6998 | 8971.5506 | 80.1747 | -- | 13589.6142 | 392.8561 | 8.0175 | 56.1223 | 448.9784 | 208.4543 | 657.4327 | 437.7539 | 155.9398 | 32.4708 | 0 | 626.1645 | 0 | 139.504 | 0 | 106.6324 | 5.6122 | 251.7486 | 536.7697 | 139.1031 | 24.4533 | 0 | 700.3261 | 18.8411 | 193.6219 | 0 | 277.4045 | 4.8105 | 494.678 | 0.0026345 | 0.0051018 | 2.7992 | 0.88586 | 3.685 | 0.032932 | -- | 5.5819 | 0.16136 | 0.0032932 | 0.023052 | 0.18442 | 0.085622 | 0.27004 | 0.17981 | 0.064052 | 0.013337 | 0 | 0.2572 | 0 | 0.057301 | 0 | 0.043799 | 0.0023052 | 0.1034 | 0.22048 | 0.057136 | 0.010044 | 0 | 0.28766 | 0.0077389 | 0.07953 | 0 | 0.11394 | 0.0019759 | 0.20319
14210150 | tributary | synoptic_2 | Eagle Creek at Bonnie Lure State Park | 16.7 | 233.0989 | 2010-10-10 | 15:50 | 197 | 13.74 | 45 | 10.5 | 101.5 | 6.93 | 11.7 | -- | 4.7681 | 3.5 | 1.192 | 4.692 | 25.4049 | 0.1226 | 3.5143 | 0.010802 | 0.012764 | 0.012977 | 0.83241 | 0.33285 | 0.2029 | 0.152 | 0.11387 | 0.094766 | 0.11686 | 0.11886 | 0.17412 | 1.4148 | 5.0774 | 0.12755 | 0.13157 | 0.19314 | 0.18394 | 0.084457 | 0.72067 | 17.6995 | 18.2565 | 26.8008 | 25.5239 | 11.7193 | -- | 0.01 | 0.0095 | 8.51 | 0.222 | 0.002 | 0.002 | 0.224 | 0.101 | 0.42987 | -- | 0.3444 | 0.0418 | 0.0034 | 0 | 0.3896 | 0.11131 | 0.0054 | 0.1188 | 0 | 0.1608 | 0 | 0.285 | 0.081429 | -- | 0.3592 | 0.0408 | 0.003 | 0 | 0.403 | 0.085891 | 0.0114 | 0.1514 | 0 | 0.2796 | 0 | 0.4424 | 0.094288 | 2.885 | 0.25514 | 0.016324 | 0 | 3.1564 | 10.822 | -- | 0.057145 | 0.92134 | 0 | 0.98417 | 0 | 1.9627 | 6.7291 | 3.0089 | 0.24904 | 0.014404 | 0 | 3.2724 | -- | 0.12064 | 1.1742 | 0 | 1.7113 | 0 | 3.0061 | -- | 2.2981 | 1686.923 | 574.5178 | 2261.4407 | 4.8198 | 4.5788 | 4101.6327 | 106.9991 | 0.96396 | 0.96396 | 107.9631 | 48.6798 | 207.1879 | 165.9932 | 20.1467 | 1.6387 | 0 | 187.7786 | 2.6027 | 57.259 | 0 | 77.5021 | 0 | 137.3637 | 173.1265 | 19.6647 | 1.4459 | 0 | 194.2371 | 5.4945 | 72.9715 | 0 | 134.761 | 0 | 213.2271 | -- | 0.0098589 | 7.2369 | 2.4647 | 9.7016 | 0.020677 | 0.019643 | 17.5961 | 0.45903 | 0.0041354 | 0.0041354 | 0.46316 | 0.20884 | 0.88884 | 0.71211 | 0.08643 | 0.0070302 | 0 | 0.80557 | 0.011166 | 0.24564 | 0 | 0.33249 | 0 | 0.58929 | 0.74272 | 0.084362 | 0.0062031 | 0 | 0.83328 | 0.023572 | 0.31305 | 0 | 0.57813 | 0 | 0.91475
452340122251000 | tributary | synoptic_2 | Deep Creek @ Hwy 224 | 12.1 | 126.9094 | 2010-10-10 | 14:40 | 167 | 14.79 | 80 | 10.06 | 99.3 | 7.2 | 76.5 | -- | 6.5006 | 7.2 | 6.34 | 13.54 | 46.8242 | 0.3875 | 4.0278 | 0.010098 | 0.01125 | 0.012084 | 0.83562 | 1.1867 | 0.60124 | 0.57242 | 0.29741 | 0.52181 | 0.57037 | 0.56314 | 0.47477 | 1.4116 | 2.3828 | 0.8062 | 0.3521 | 0.58741 | 0.50527 | 0.55521 | 2.8062 | 28.7296 | 12.5473 | 20.9326 | 18.0055 | 19.7851 | -- | 0.106 | 0.25176 | 6.49 | 1.361 | 0.015 | 0.031 | 1.392 | 0.596 | 2.6008 | -- | 0.54125 | 0.05075 | 0.003 | 0 | 0.595 | 0.082639 | 0.01725 | 0.22875 | 0 | 0.39125 | 0 | 0.63725 | 0.088507 | -- | 0.8925 | 0.06025 | 0.00325 | 0 | 0.956 | 0.070606 | 0.03275 | 0.348 | 0.0035 | 0.5445 | 0 | 0.92875 | 0.068593 | 4.5339 | 0.30977 | 0.014404 | 0 | 4.8581 | 8.0968 | -- | 0.18255 | 1.7741 | 0 | 2.3946 | 0 | 4.3512 | 7.252 | 7.4763 | 0.36776 | 0.015604 | 0 | 7.8596 | -- | 0.34657 | 2.6989 | 0.025189 | 3.3326 | 0 | 6.4032 | -- | 2.656 | 2941.7784 | 2590.3993 | 5532.1777 | 43.3095 | 102.865 | 2651.6863 | 556.0778 | 6.1287 | 12.666 | 568.7438 | 243.5139 | 1062.6562 | 221.1441 | 20.7355 | 1.2257 | 0 | 243.1053 | 7.048 | 93.4628 | 0 | 159.8571 | 0 | 260.3678 | 364.6579 | 24.617 | 1.3279 | 0 | 390.6028 | 13.381 | 142.186 | 1.43 | 222.472 | 0 | 379.469 | -- | 0.020928 | 23.1801 | 20.4114 | 43.5915 | 0.34126 | 0.81054 | 20.8943 | 4.3817 | 0.048292 | 0.099803 | 4.4815 | 1.9188 | 8.3733 | 1.7425 | 0.16339 | 0.0096584 | 0 | 1.9156 | 0.055536 | 0.73645 | 0 | 1.2596 | 0 | 2.0516 | 2.8734 | 0.19397 | 0.010463 | 0 | 3.0778 | 0.10544 | 1.1204 | 0.011268 | 1.753 | 0 | 2.9901
14210750 | tributary | synoptic_2 | Clear Creek at Carver | 8 | 186.4791 | 2010-10-10 | 17:00 | 60 | 14.79 | 73 | 10.3 | 101.6 | 7.45 | 12.5 | -- | 2.4519 | 3.9 | 0.805 | 4.705 | 17.1095 | 0.1447 | 3.6667 | 0.010283 | 0.012173 | 0.013162 | 0.7813 | 0.46846 | 0.26859 | 0.22202 | 0.14344 | 0.14866 | 0.16315 | 0.17402 | 0.22655 | 1.4677 | 4.4778 | 0.21256 | 0.15916 | 0.26225 | 0.24652 | 0.12929 | 1.0098 | 21.0497 | 15.7622 | 25.9714 | 24.4134 | 12.8033 | -- | 0.026 | 0.038947 | 10.53 | 0.247 | 0.003 | 0.014 | 0.261 | 0.091 | 0.4851 | -- | 0.28493 | 0.044933 | 0.0041333 | 0 | 0.334 | 0.085641 | 0.0085333 | 0.11587 | 0.0013333 | 0.18787 | 0.0013333 | 0.31493 | 0.080752 | -- | 0.3364 | 0.0412 | 0.0030667 | 0 | 0.38067 | 0.080907 | 0.0116 | 0.13427 | 0.0016 | 0.23107 | 0 | 0.37853 | 0.080453 | 2.3868 | 0.27427 | 0.019845 | 0 | 2.6809 | 8.249 | -- | 0.090303 | 0.8986 | 0.0095959 | 1.1498 | 0.0061206 | 2.1544 | 6.629 | 2.8179 | 0.25148 | 0.014724 | 0 | 3.0841 | -- | 0.12276 | 1.0413 | 0.011515 | 1.4142 | 0 | 2.5898 | -- | 0.35993 | 572.5018 | 118.1702 | 690.672 | 3.8167 | 5.7172 | 1545.7548 | 36.2584 | 0.44039 | 2.0551 | 38.3136 | 13.3584 | 71.2104 | 41.8269 | 6.596 | 0.60675 | 0 | 49.0296 | 1.2527 | 17.0087 | 0.19573 | 27.5779 | 0.19573 | 46.2307 | 49.3819 | 6.048 | 0.45017 | 0 | 55.8801 | 1.7028 | 19.7097 | 0.23487 | 33.9195 | 0 | 55.5669 | -- | 0.0019301 | 3.0701 | 0.63369 | 3.7037 | 0.020467 | 0.030659 | 8.2892 | 0.19444 | 0.0023616 | 0.011021 | 0.20546 | 0.071635 | 0.38187 | 0.2243 | 0.035371 | 0.0032537 | 0 | 0.26292 | 0.0067174 | 0.09121 | 0.0010496 | 0.14789 | 0.0010496 | 0.24791 | 0.26481 | 0.032432 | 0.0024141 | 0 | 0.29966 | 0.0091315 | 0.10569 | 0.0012595 | 0.18189 | 0 | 0.29798
14210850 | tributary | synoptic_2 | Rock Creek near Carver | 6.4 | 23.3099 | 2010-10-10 | 13:30 | 29 | 15.27 | 96 | 10.03 | 100.1 | 6.91 | 47.4 | -- | 7.7084 | 7.8 | 4.136 | 11.936 | 34.6515 | 0.2538 | 3.2538 | 0.011166 | 0.01276 | 0.013909 | 0.80277 | 1.2287 | 0.6158 | 0.60194 | 0.30244 | 0.28991 | 0.45115 | 0.55378 | 0.48718 | 1.4424 | 4.054 | 0.88005 | 0.34157 | 0.58113 | 0.52096 | 0.32683 | 2.6505 | 33.2028 | 12.8869 | 21.9249 | 19.6548 | 12.3306 | -- | 0.074 | 0.23414 | 7.08 | 0.96 | 0.009 | 0.02 | 0.98 | 0.358 | 2.0538 | -- | 0.5212 | 0.0628 | 0.0052 | 0 | 0.5892 | 0.075538 | 0.012 | 0.198 | 0 | 0.3388 | 0 | 0.5488 | 0.070359 | -- | 0.7292 | 0.0604 | 0.0044 | 0 | 0.794 | 0.066521 | 0.0264 | 0.282 | 0 | 0.4716 | 0 | 0.78 | 0.065349 | 4.366 | 0.38333 | 0.024966 | 0 | 4.7743 | 7.345 | -- | 0.12699 | 1.5356 | 0 | 2.0736 | 0 | 3.7362 | 5.7479 | 6.1083 | 0.36868 | 0.021125 | 0 | 6.4981 | -- | 0.27937 | 2.187 | 0 | 2.8864 | 0 | 5.3528 | -- | 0.54692 | 553.4184 | 293.4536 | 846.872 | 5.2504 | 16.6127 | 502.3336 | 68.113 | 0.63856 | 1.419 | 69.5321 | 25.4005 | 145.7193 | 36.9797 | 4.4557 | 0.36895 | 0 | 41.8044 | 0.85141 | 14.0483 | 0 | 24.0382 | 0 | 38.938 | 51.7375 | 4.2854 | 0.31218 | 0 | 56.3352 | 1.8731 | 20.0082 | 0 | 33.4605 | 0 | 55.3418 | -- | 0.023463 | 23.7418 | 12.5892 | 36.331 | 0.22524 | 0.71269 | 21.5502 | 2.9221 | 0.027394 | 0.060876 | 2.9829 | 1.0897 | 6.2514 | 1.5864 | 0.19115 | 0.015828 | 0 | 1.7934 | 0.036526 | 0.60268 | 0 | 1.0312 | 0 | 1.6704 | 2.2196 | 0.18385 | 0.013393 | 0 | 2.4168 | 0.080357 | 0.85836 | 0 | 1.4355 | 0 | 2.3742
14210900 | tributary | synoptic_2 | Sieben Creek | 5.8 | 4.662 | 2010-10-10 | 12:30 | 21 | 15.63 | 43 | 10.02 | 100.8 | 6.79 | 49.5 | -- | 2.2148 | 5.3 | 2.511 | 7.811 | 32.147 | 0.199 | 3.7358 | 0.011763 | 0.012784 | 0.014554 | 0.80823 | 1.128 | 0.51034 | 0.53037 | 0.24312 | 0.27425 | 0.36476 | 0.51388 | 0.38647 | 1.3912 | 4.0013 | 0.93975 | 0.29124 | 0.48268 | 0.40462 | 0.26508 | 2.3834 | 39.4292 | 12.2198 | 20.2519 | 16.9769 | 11.1222 | -- | 0.048 | 0.13029 | 2.83 | 0.587 | 0.005 | 0.022 | 0.609 | 0.222 | 1.0164 | -- | 0.404 | 0.0392 | 0.0026 | 0 | 0.4458 | 0.084113 | 0.0116 | 0.1422 | 0 | 0.217 | 0 | 0.3708 | 0.069962 | -- | 0.4966 | 0.0396 | 0.0026 | 0 | 0.5388 | 0.06898 | 0.0206 | 0.1902 | 0 | 0.305 | 0 | 0.5158 | 0.066035 | 3.3842 | 0.23927 | 0.012483 | 0 | 3.636 | 8.2324 | -- | 0.12276 | 1.1028 | 0 | 1.3281 | 0 | 2.5537 | 5.782 | 4.1599 | 0.24172 | 0.012483 | 0 | 4.4141 | -- | 0.218 | 1.4751 | 0 | 1.8667 | 0 | 3.5598 | -- | 0.11379 | 272.3053 | 129.0111 | 401.3164 | 2.4662 | 6.6939 | 145.4008 | 30.1591 | 0.25689 | 1.1303 | 31.2894 | 11.406 | 52.221 | 20.7569 | 2.014 | 0.13358 | 0 | 22.9045 | 0.59599 | 7.306 | 0 | 11.1491 | 0 | 19.0511 | 25.5145 | 2.0346 | 0.13358 | 0 | 27.6827 | 1.0584 | 9.7722 | 0 | 15.6704 | 0 | 26.501 | -- | 0.024408 | 58.4098 | 27.673 | 86.0829 | 0.52899 | 1.4358 | 31.1886 | 6.4692 | 0.055104 | 0.24246 | 6.7116 | 2.4466 | 11.2015 | 4.4524 | 0.43201 | 0.028654 | 0 | 4.913 | 0.12784 | 1.5671 | 0 | 2.3915 | 0 | 4.0865 | 5.4729 | 0.43642 | 0.028654 | 0 | 5.938 | 0.22703 | 2.0961 | 0 | 3.3613 | 0 | 5.6845
14209710 | mainstem | monthly | Clackamas River at Carter Bridge | 40.8 | 1538.4529 | 2010-11-01 | 11:30 | 1628.855 | 8.6 | 51 | 11.9 | 105.1 | 7.8 | 1.7 | -- | 0.76891 | 1.6 | 0.248 | 1.848 | 13.4199 | 0.0473 | 2.875 | 0.013153 | 0.014503 | 0.013965 | 0.94188 | 0.14724 | 0.086804 | 0.064507 | 0.050161 | 0.039853 | 0.042356 | 0.046098 | 0.07464 | 1.3839 | 5.7623 | 0.052143 | 0.058865 | 0.085961 | 0.076175 | 0.029006 | 0.30215 | 17.2573 | 19.4821 | 28.4497 | 25.2111 | 9.5998 | -- | 0.016 | 0.020401 | 6.5 | 0.01 | 0.001 | 0.002 | 0.012 | 0.027 | 0.03339 | -- | -- | -- | -- | -- | -- | -- | -- | -- | -- | -- | -- | -- | -- | -- | -- | -- | -- | -- | -- | -- | -- | -- | -- | -- | -- | -- | -- | -- | -- | -- | -- | -- | -- | -- | -- | -- | -- | -- | -- | -- | -- | -- | -- | -- | -- | -- | -- | -- | -- | -- | -- | -- | -- | -- | 3.0642 | 6376.2216 | 988.3143 | 7364.536 | 63.7622 | 81.2992 | 25903.4003 | 39.8514 | 3.9851 | 7.9703 | 47.8217 | 107.5987 | 133.0638 | -- | -- | -- | -- | -- | -- | -- | -- | -- | -- | -- | -- | -- | -- | -- | -- | -- | -- | -- | -- | -- | -- | -- | 0.0019917 | 4.1446 | 0.64241 | 4.787 | 0.041446 | 0.052845 | 16.8373 | 0.025904 | 0.0025904 | 0.0051807 | 0.031084 | 0.06994 | 0.086492 | -- | -- | -- | -- | -- | -- | -- | -- | -- | -- | -- | -- | -- | -- | -- | -- | -- | -- | -- | -- | -- | --
14210000 | mainstem | monthly | Clackamas River at Estacada | 23.1 | 1761.1919 | 2010-11-01 | 10:50 | 1998.47 | 8.6 | 55 | 11.5 | 99.57 | 7.6 | 1.2 | 1.1 | 0.55443 | 1.8 | 0.161 | 1.961 | 8.2101 | 0.0555 | 2.9444 | 0.013179 | 0.014515 | 0.013408 | 0.98297 | 0.15999 | 0.095367 | 0.073876 | 0.051331 | 0.05959 | 0.062795 | 0.062421 | 0.078164 | 1.3877 | 4.397 | 0.064712 | 0.060481 | 0.091482 | 0.084297 | 0.048518 | 0.34949 | 18.5161 | 17.3056 | 26.1759 | 24.12 | 13.8824 | -- | 0.014 | 0.0095 | 8.12 | 0.034 | 0.001 | 0.007 | 0.041 | 0.017 | 0.06216 | -- | -- | -- | -- | -- | -- | -- | -- | -- | -- | -- | -- | -- | -- | -- | -- | -- | -- | -- | -- | -- | -- | -- | -- | -- | -- | -- | -- | -- | -- | -- | -- | -- | -- | -- | -- | -- | -- | -- | -- | -- | -- | -- | -- | -- | -- | -- | -- | -- | -- | -- | -- | -- | -- | 5.3784 | 2.7108 | 8800.9818 | 787.1989 | 9588.1807 | 68.4521 | 46.4496 | 39702.2067 | 166.2408 | 4.8894 | 34.226 | 200.4668 | 83.1204 | 303.9272 | -- | -- | -- | -- | -- | -- | -- | -- | -- | -- | -- | -- | -- | -- | -- | -- | -- | -- | -- | -- | -- | -- | 0.0030538 | 0.0015392 | 4.9972 | 0.44697 | 5.4441 | 0.038867 | 0.026374 | 22.5428 | 0.094391 | 0.0027762 | 0.019433 | 0.11382 | 0.047196 | 0.17257 | -- | -- | -- | -- | -- | -- | -- | -- | -- | -- | -- | -- | -- | -- | -- | -- | -- | -- | -- | -- | -- | --
14211005 | mainstem | monthly | Clackamas River Water- Source water | 3.1 | 2429.4088 | 2010-11-01 | 10:00 | 2247.1 | 9.3 | 58 | 11.3 | 98.57 | 7.5 | 2.1 | 2.3 | 2.2541 | 2 | 0.23 | 2.23 | 10.3139 | 0.0685 | 3.25 | 0.012165 | 0.0134 | 0.013435 | 0.90549 | 0.20072 | 0.11829 | 0.085691 | 0.064667 | 0.060933 | 0.062738 | 0.066944 | 0.098787 | 1.3957 | 4.2882 | 0.078318 | 0.075463 | 0.11705 | 0.10222 | 0.050397 | 0.42345 | 18.4952 | 17.8211 | 27.6429 | 24.1392 | 11.9015 | -- | 0.015 | 0.0095 | 3.85 | 0.185 | 0.002 | 0.002 | 0.187 | 0.042 | 0.24003 | -- | -- | -- | -- | -- | -- | -- | -- | -- | -- | -- | -- | -- | -- | -- | -- | -- | -- | -- | -- | -- | -- | -- | -- | -- | -- | -- | -- | -- | -- | -- | -- | -- | -- | -- | -- | -- | -- | -- | -- | -- | -- | -- | -- | -- | -- | -- | -- | -- | -- | -- | -- | -- | -- | 12.6448 | 12.3926 | 10995.4594 | 1264.4778 | 12259.9372 | 82.4659 | 52.2284 | 21166.2593 | 1017.08 | 10.9955 | 10.9955 | 1028.0755 | 230.9046 | 1319.6201 | -- | -- | -- | -- | -- | -- | -- | -- | -- | -- | -- | -- | -- | -- | -- | -- | -- | -- | -- | -- | -- | -- | 0.0052049 | 0.0051011 | 4.526 | 0.52049 | 5.0465 | 0.033945 | 0.021498 | 8.7125 | 0.41865 | 0.004526 | 0.004526 | 0.42318 | 0.095046 | 0.54319 | -- | -- | -- | -- | -- | -- | -- | -- | -- | -- | -- | -- | -- | -- | -- | -- | -- | -- | -- | -- | -- | --
14211023 | mainstem | monthly | City of Lake Oswego DWTP - Source water | 0.9 | 2434.5888 | 2010-11-01 | 11:40 | 2182.7 | 9.5 | 58 | 11.4 | 99.91 | 7.6 | 1.6 | 1.8 | 1.57 | 2 | 0.321 | 2.321 | 13.8302 | 0.0679 | 3.2 | 0.012167 | 0.013405 | 0.012675 | 0.95994 | 0.20546 | 0.12088 | 0.087601 | 0.065905 | 0.070855 | 0.065818 | 0.069637 | 0.10113 | 1.4034 | 4.2939 | 0.082936 | 0.076876 | 0.12014 | 0.10297 | 0.054363 | 0.43729 | 18.966 | 17.5803 | 27.4746 | 23.5474 | 12.4318 | -- | 0.017 | -- | 8.13 | 0.2 | 0.003 | 0.002 | 0.202 | 0.037 | 0.239 | -- | -- | -- | -- | -- | -- | -- | -- | -- | -- | -- | -- | -- | -- | -- | -- | -- | -- | -- | -- | -- | -- | -- | -- | -- | -- | -- | -- | -- | -- | -- | -- | -- | -- | -- | -- | -- | -- | -- | -- | -- | -- | -- | -- | -- | -- | -- | -- | -- | -- | -- | -- | -- | -- | 9.6123 | -- | 10680.3387 | 1714.1944 | 12394.5331 | 90.7829 | -- | 43415.577 | 1068.0339 | 16.0205 | 10.6803 | 1078.7142 | 197.5863 | 1276.3005 | -- | -- | -- | -- | -- | -- | -- | -- | -- | -- | -- | -- | -- | -- | -- | -- | -- | -- | -- | -- | -- | -- | 0.0039482 | -- | 4.3869 | 0.7041 | 5.091 | 0.037289 | -- | 17.8328 | 0.43869 | 0.0065804 | 0.0043869 | 0.44308 | 0.081158 | 0.52424 | -- | -- | -- | -- | -- | -- | -- | -- | -- | -- | -- | -- | -- | -- | -- | -- | -- | -- | -- | -- | -- | --
14209710 | mainstem | monthly | Clackamas River at Carter Bridge | 40.8 | 1538.4529 | 2010-12-07 | 11:30 | 1811.852 | 4.7 | 49 | 13 | 104.12 | 7.7 | 2 | -- | 0.26 | 1.2 | 0.18 | 1.38 | 13.0435 | 0.0316 | 2.5 | 0.01355 | 0.014607 | 0.013646 | 0.99298 | 0.10513 | 0.059731 | 0.046669 | 0.034852 | 0.028629 | 0.041364 | 0.037996 | 0.051163 | 1.3853 | 3.4179 | 0.043882 | 0.041807 | 0.058655 | 0.051174 | 0.031615 | 0.22713 | 19.3199 | 18.4065 | 25.8241 | 22.5306 | 13.919 | -- | 0.02 | 0.02411 | 4.9 | 0.009 | 0.001 | 0.002 | 0.011 | 0.0085 | 0.07119 | -- | -- | -- | -- | -- | -- | -- | -- | -- | -- | -- | -- | -- | -- | -- | -- | -- | -- | -- | -- | -- | -- | -- | -- | -- | -- | -- | -- | -- | -- | -- | -- | -- | -- | -- | -- | -- | -- | -- | -- | -- | -- | -- | -- | -- | -- | -- | -- | -- | -- | -- | -- | -- | -- | -- | 6.5484 | 5319.4281 | 797.9142 | 6117.3423 | 88.6571 | 106.8753 | 21720.998 | 39.8957 | 4.4329 | 8.8657 | 48.7614 | 37.6793 | 315.5751 | -- | -- | -- | -- | -- | -- | -- | -- | -- | -- | -- | -- | -- | -- | -- | -- | -- | -- | -- | -- | -- | -- | -- | 0.0042565 | 3.4576 | 0.51865 | 3.9763 | 0.057627 | 0.069469 | 14.1187 | 0.025932 | 0.0028814 | 0.0057627 | 0.031695 | 0.024492 | 0.20512 | -- | -- | -- | -- | -- | -- | -- | -- | -- | -- | -- | -- | -- | -- | -- | -- | -- | -- | -- | -- | -- | --
14210000 | mainstem | monthly | Clackamas River at Estacada | 23.1 | 1761.1919 | 2010-12-07 | 10:45 | 2552.89 | 4.7 | 44 | 13 | 102.07 | 7.6 | 1.4 | 1.1 | 0.36 | 1.4 | 0.114 | 1.514 | 7.5297 | 0.0447 | 3.1429 | 0.012635 | 0.013526 | 0.014256 | 0.88631 | 0.14407 | 0.082845 | 0.060151 | 0.0436 | 0.034345 | 0.043393 | 0.045452 | 0.066626 | 1.3759 | 3.8697 | 0.059564 | 0.053843 | 0.080356 | 0.072514 | 0.031781 | 0.29806 | 19.984 | 18.0647 | 26.9598 | 24.3289 | 10.6626 | -- | 0.018 | -- | 7.81 | 0.046 | 0.001 | 0.002 | 0.048 | 0.003 | 0.051 | -- | -- | -- | -- | -- | -- | -- | -- | -- | -- | -- | -- | -- | -- | -- | -- | -- | -- | -- | -- | -- | -- | -- | -- | -- | -- | -- | -- | -- | -- | -- | -- | -- | -- | -- | -- | -- | -- | -- | -- | -- | -- | -- | -- | -- | -- | -- | -- | -- | -- | -- | -- | -- | -- | 6.8705 | 3.7868 | 8744.2209 | 712.0294 | 9456.2503 | 112.4257 | -- | 48780.261 | 287.3101 | 6.2459 | 12.4917 | 299.8019 | 18.7376 | 318.5395 | -- | -- | -- | -- | -- | -- | -- | -- | -- | -- | -- | -- | -- | -- | -- | -- | -- | -- | -- | -- | -- | -- | 0.003901 | 0.0021501 | 4.9649 | 0.40429 | 5.3692 | 0.063835 | -- | 27.6973 | 0.16313 | 0.0035464 | 0.0070928 | 0.17023 | 0.010639 | 0.18087 | -- | -- | -- | -- | -- | -- | -- | -- | -- | -- | -- | -- | -- | -- | -- | -- | -- | -- | -- | -- | -- | --
14211005 | mainstem | monthly | Clackamas River Water- Source water | 3.1 | 2429.4088 | 2010-12-07 | 10:00 | 3252.9 | 5.6 | 46 | 12.4 | 98.71 | 7.5 | 1.8 | 0.5 | 0.4112 | 1.4 | 0.26 | 1.66 | 15.6627 | 0.054 | 3.7143 | 0.011157 | 0.012371 | 0.014039 | 0.79473 | 0.15773 | 0.090909 | 0.067615 | 0.046727 | 0.040444 | 0.044783 | 0.051868 | 0.072909 | 1.3722 | 3.5056 | 0.06948 | 0.058388 | 0.087392 | 0.078366 | 0.0377 | 0.33132 | 20.9703 | 17.6226 | 26.3764 | 23.6522 | 11.3786 | -- | -- | 0.0095 | -- | -- | -- | -- | 0 | 0.006 | 0.51744 | -- | -- | -- | -- | -- | -- | -- | -- | -- | -- | -- | -- | -- | -- | -- | -- | -- | -- | -- | -- | -- | -- | -- | -- | -- | -- | -- | -- | -- | -- | -- | -- | -- | -- | -- | -- | -- | -- | -- | -- | -- | -- | -- | -- | -- | -- | -- | -- | -- | -- | -- | -- | -- | -- | 3.9793 | 3.2726 | 11141.9122 | 2069.2123 | 13211.1245 | -- | 75.6058 | -- | -- | -- | -- | -- | 47.7511 | 4118.0507 | -- | -- | -- | -- | -- | -- | -- | -- | -- | -- | -- | -- | -- | -- | -- | -- | -- | -- | -- | -- | -- | -- | 0.001638 | 0.0013471 | 4.5863 | 0.85173 | 5.438 | -- | 0.031121 | 0 | 0 | 0 | 0 | 0 | 0.019655 | 1.6951 | -- | -- | -- | -- | -- | -- | -- | -- | -- | -- | -- | -- | -- | -- | -- | -- | -- | -- | -- | -- | -- | --
14211023 | mainstem | monthly | City of Lake Oswego DWTP - Source water | 0.9 | 2434.5888 | 2010-12-07 | 11:40 | 3174.57 | 5.6 | 46 | 12.6 | 100.3 | 7.5 | 2 | 0.6 | 0.39 | 1.4 | 0.152 | 1.552 | 9.7938 | 0.0482 | 3.5 | 0.012294 | 0.01358 | 0.012064 | 1.0191 | 0.15225 | 0.089216 | 0.06519 | 0.047075 | 0.036057 | 0.041399 | 0.047856 | 0.072719 | 1.368 | 3.7887 | 0.066621 | 0.058897 | 0.086528 | 0.075473 | 0.031611 | 0.31913 | 20.8758 | 18.4556 | 27.1137 | 23.6495 | 9.9054 | -- | 0.011 | 0.0095 | 5.17 | 0.32 | 0.002 | 0.002 | 0.322 | 0.017 | 0.42798 | -- | -- | -- | -- | -- | -- | -- | -- | -- | -- | -- | -- | -- | -- | -- | -- | -- | -- | -- | -- | -- | -- | -- | -- | -- | -- | -- | -- | -- | -- | -- | -- | -- | -- | -- | -- | -- | -- | -- | -- | -- | -- | -- | -- | -- | -- | -- | -- | -- | -- | -- | -- | -- | -- | 4.6601 | -- | 10873.6144 | 1180.5638 | 12054.1782 | 85.4355 | 73.7852 | 40154.7045 | 2485.3976 | 15.5337 | 15.5337 | 2500.9313 | 132.0367 | 3324.0639 | -- | -- | -- | -- | -- | -- | -- | -- | -- | -- | -- | -- | -- | -- | -- | -- | -- | -- | -- | -- | -- | -- | 0.0019141 | -- | 4.4663 | 0.48491 | 4.9512 | 0.035092 | 0.030307 | 16.4934 | 1.0209 | 0.0063804 | 0.0063804 | 1.0272 | 0.054234 | 1.3653 | -- | -- | -- | -- | -- | -- | -- | -- | -- | -- | -- | -- | -- | -- | -- | -- | -- | -- | -- | -- | -- | --
14209710 | mainstem | monthly | Clackamas River at Carter Bridge | 40.8 | 1538.4529 | 2011-01-18 | 11:30 | 11421.4003 | 5.1 | 30 | 13.1 | 106 | 7.2 | 43 | -- | 0.33903 | 1.9 | 0.917 | 2.817 | 32.5524 | 0.0687 | 3.6316 | 0.010857 | 0.01109 | 0.016241 | 0.66851 | 0.20534 | 0.11398 | 0.084035 | 0.063926 | 0.087676 | 0.072873 | 0.066903 | 0.094158 | 1.3363 | 3.2698 | 0.086615 | 0.080057 | 0.11636 | 0.097997 | 0.064957 | 0.44598 | 19.4212 | 17.9508 | 26.0898 | 21.9733 | 14.5649 | -- | 0.01 | 0.033383 | 5.78 | 0.02 | 0.001 | 0.002 | 0.022 | 0.036 | 0.042 | -- | -- | -- | -- | -- | -- | -- | -- | -- | -- | -- | -- | -- | -- | -- | -- | -- | -- | -- | -- | -- | -- | -- | -- | -- | -- | -- | -- | -- | -- | -- | -- | -- | -- | -- | -- | -- | -- | -- | -- | -- | -- | -- | -- | -- | -- | -- | -- | -- | -- | -- | -- | -- | -- | 0 | 9.4738 | 53092.5933 | 25624.1622 | 78716.7555 | 279.4347 | 932.8313 | 161513.2576 | 558.8694 | 27.9435 | 55.8869 | 614.7563 | 1005.9649 | 1173.6257 | -- | -- | -- | -- | -- | -- | -- | -- | -- | -- | -- | -- | -- | -- | -- | -- | -- | -- | -- | -- | -- | -- | -- | 0.006158 | 34.5104 | 16.6558 | 51.1662 | 0.18163 | 0.60634 | 104.9842 | 0.36327 | 0.018163 | 0.036327 | 0.39959 | 0.65388 | 0.76286 | -- | -- | -- | -- | -- | -- | -- | -- | -- | -- | -- | -- | -- | -- | -- | -- | -- | -- | -- | -- | -- | --
14210000 | mainstem | monthly | Clackamas River at Estacada | 23.1 | 1761.1919 | 2011-01-18 | 10:55 | 12536.19 | -- | -- | -- | -- | -- | -- | -- | 0.12721 | 2.2 | 0.809 | 3.009 | 26.886 | 0.0943 | 4.3182 | 0.010961 | 0.011035 | 0.014803 | 0.74047 | 0.25492 | 0.14015 | 0.10372 | 0.07251 | 0.095209 | 0.086326 | 0.083039 | 0.10877 | 1.3587 | 2.8005 | 0.11737 | 0.094191 | 0.14068 | 0.12141 | 0.082348 | 0.55599 | 21.1099 | 16.9412 | 25.302 | 21.8359 | 14.811 | -- | 0.011 | 0.043119 | 5.64 | 0.038 | 0.001 | 0.008 | 0.046 | 0.063 | 0.12663 | -- | -- | -- | -- | -- | -- | -- | -- | -- | -- | -- | -- | -- | -- | -- | -- | -- | -- | -- | -- | -- | -- | -- | -- | -- | -- | -- | -- | -- | -- | -- | -- | -- | -- | -- | -- | -- | -- | -- | -- | -- | -- | -- | -- | -- | -- | -- | -- | -- | -- | -- | -- | -- | -- | 0 | 3.9016 | 67475.9845 | 24812.7598 | 92288.7443 | 337.3799 | 1322.5124 | 172983.8876 | 1165.4943 | 30.6709 | 245.3672 | 1410.8615 | 1932.2668 | 3883.8563 | -- | -- | -- | -- | -- | -- | -- | -- | -- | -- | -- | -- | -- | -- | -- | -- | -- | -- | -- | -- | -- | -- | -- | 0.0022153 | 38.3127 | 14.0886 | 52.4013 | 0.19156 | 0.75092 | 98.2198 | 0.66176 | 0.017415 | 0.13932 | 0.80108 | 1.0971 | 2.2052 | -- | -- | -- | -- | -- | -- | -- | -- | -- | -- | -- | -- | -- | -- | -- | -- | -- | -- | -- | -- | -- | --
14211005 | mainstem | monthly | Clackamas River Water- Source water | 3.1 | 2429.4088 | 2011-01-18 | 10:00 | 18141.84 | 6.6 | 30 | 12.6 | 102.87 | 7.3 | 68 | 2.1 | 0.32815 | 2.2 | 0.902 | 3.102 | 29.078 | 0.1008 | 4.4091 | 0.010652 | 0.010774 | 0.014062 | 0.75753 | 0.25108 | 0.13858 | 0.10903 | 0.07405 | 0.10177 | 0.089668 | 0.085737 | 0.11088 | 1.3522 | 2.5228 | 0.12218 | 0.095351 | 0.13795 | 0.1204 | 0.091671 | 0.56755 | 21.5275 | 16.8005 | 24.3059 | 21.2139 | 16.1522 | -- | 0.012 | 0.039874 | 3.22 | 0.223 | 0.007 | 0.011 | 0.234 | 0.062 | 0.24612 | -- | -- | -- | -- | -- | -- | -- | -- | -- | -- | -- | -- | -- | -- | -- | -- | -- | -- | -- | -- | -- | -- | -- | -- | -- | -- | -- | -- | -- | -- | -- | -- | -- | -- | -- | -- | -- | -- | -- | -- | -- | -- | -- | -- | -- | -- | -- | -- | -- | -- | -- | -- | -- | -- | 93.2098 | 14.5652 | 97648.3696 | 40035.8315 | 137684.2012 | 532.6275 | 1769.8279 | 142921.7046 | 9897.9938 | 310.6994 | 488.2418 | 10386.2357 | 2751.9086 | 10924.1894 | -- | -- | -- | -- | -- | -- | -- | -- | -- | -- | -- | -- | -- | -- | -- | -- | -- | -- | -- | -- | -- | -- | 0.038367 | 0.0059954 | 40.1943 | 16.4797 | 56.674 | 0.21924 | 0.7285 | 58.8298 | 4.0742 | 0.12789 | 0.20097 | 4.2752 | 1.1327 | 4.4966 | -- | -- | -- | -- | -- | -- | -- | -- | -- | -- | -- | -- | -- | -- | -- | -- | -- | -- | -- | -- | -- | --
14211023 | mainstem | monthly | City of Lake Oswego DWTP - Source water | 0.9 | 2434.5888 | 2011-01-18 | 11:40 | 17782.92 | 6.6 | 30 | 12.5 | 102.05 | 7.3 | 64 | 1.7 | 0.24786 | 2.2 | 1.06 | 3.26 | 32.5153 | 0.0942 | 4.2727 | 0.010883 | 0.011005 | 0.014582 | 0.74635 | 0.24255 | 0.1334 | 0.10279 | 0.073478 | 0.086246 | 0.075666 | 0.079741 | 0.10954 | 1.3473 | 2.6596 | 0.11468 | 0.096074 | 0.13394 | 0.1126 | 0.078049 | 0.53534 | 21.421 | 17.9463 | 25.0203 | 21.0333 | 14.5792 | -- | 0.012 | 0.062129 | 2.99 | 0.218 | 0.003 | 0.01 | 0.228 | 0.079 | 0.25998 | -- | -- | -- | -- | -- | -- | -- | -- | -- | -- | -- | -- | -- | -- | -- | -- | -- | -- | -- | -- | -- | -- | -- | -- | -- | -- | -- | -- | -- | -- | -- | -- | -- | -- | -- | -- | -- | -- | -- | -- | -- | -- | -- | -- | -- | -- | -- | -- | -- | -- | -- | -- | -- | -- | 73.9627 | 10.7839 | 95716.4844 | 46117.9425 | 141834.4269 | 522.0899 | 2703.0814 | 130087.4038 | 9484.6335 | 130.5225 | 435.0749 | 9919.7084 | 3437.0919 | 11311.078 | -- | -- | -- | -- | -- | -- | -- | -- | -- | -- | -- | -- | -- | -- | -- | -- | -- | -- | -- | -- | -- | -- | 0.03038 | 0.0044294 | 39.3153 | 18.9428 | 58.2581 | 0.21445 | 1.1103 | 53.433 | 3.8958 | 0.053612 | 0.17871 | 4.0745 | 1.4118 | 4.646 | -- | -- | -- | -- | -- | -- | -- | -- | -- | -- | -- | -- | -- | -- | -- | -- | -- | -- | -- | -- | -- | --
14209710 | mainstem | monthly | Clackamas River at Carter Bridge | 40.8 | 1538.4529 | 2011-02-16 | 11:50 | 2764.7503 | 3.8 | 44 | 13 | 101.69 | 7.6 | 10 | -- | 0.18339 | 1.5 | 0.373 | 1.873 | 19.9146 | 0.0571 | 3.8 | 0.01263 | 0.013744 | 0.013275 | 0.95148 | 0.14019 | 0.077467 | 0.058716 | 0.043936 | 0.039559 | 0.050998 | 0.047212 | 0.063953 | 1.3263 | 2.728 | 0.065893 | 0.057753 | 0.075598 | 0.06501 | 0.043001 | 0.30726 | 21.4458 | 18.7963 | 24.6043 | 21.1583 | 13.9953 | -- | 0.019 | 0.0095 | 4.99 | 0.012 | 0.001 | 0.002 | 0.014 | 0.0085 | 0.05565 | -- | -- | -- | -- | -- | -- | -- | -- | -- | -- | -- | -- | -- | -- | -- | -- | -- | -- | -- | -- | -- | -- | -- | -- | -- | -- | -- | -- | -- | -- | -- | -- | -- | -- | -- | -- | -- | -- | -- | -- | -- | -- | -- | -- | -- | -- | -- | -- | -- | -- | -- | -- | -- | -- | -- | 1.2405 | 10146.3107 | 2523.0493 | 12669.36 | 128.5199 | 64.26 | 33753.3938 | 81.1705 | 6.7642 | 13.5284 | 94.6989 | 57.4958 | 376.4281 | -- | -- | -- | -- | -- | -- | -- | -- | -- | -- | -- | -- | -- | -- | -- | -- | -- | -- | -- | -- | -- | -- | -- | 0.00080632 | 6.5951 | 1.64 | 8.2351 | 0.083538 | 0.041769 | 21.9398 | 0.052761 | 0.0043968 | 0.0087935 | 0.061555 | 0.037372 | 0.24468 | -- | -- | -- | -- | -- | -- | -- | -- | -- | -- | -- | -- | -- | -- | -- | -- | -- | -- | -- | -- | -- | --
14210000 | mainstem | monthly | Clackamas River at Estacada | 23.1 | 1761.1919 | 2011-02-16 | 11:15 | 3828.56 | 5.47 | 44 | 12.36 | 98 | 7.41 | 3.1 | -- | 0.21012 | 1.2 | 0.125 | 1.325 | 9.434 | 0.0427 | 3.5 | 0.012305 | 0.013337 | 0.012888 | 0.95474 | 0.11376 | 0.063337 | 0.047027 | 0.034987 | 0.026432 | 0.02832 | 0.032881 | 0.052131 | 1.3365 | 3.7216 | 0.046418 | 0.044929 | 0.063751 | 0.054273 | 0.02282 | 0.23219 | 19.9911 | 19.35 | 27.4564 | 23.3742 | 9.8282 | -- | 0.009 | 0.0095 | 7.67 | 0.043 | 0.002 | 0.002 | 0.045 | 0.0085 | 0.08883 | -- | -- | -- | -- | -- | -- | -- | -- | -- | -- | -- | -- | -- | -- | -- | -- | -- | -- | -- | -- | -- | -- | -- | -- | -- | -- | -- | -- | -- | -- | -- | -- | -- | -- | -- | -- | -- | -- | -- | -- | -- | -- | -- | -- | -- | -- | -- | -- | -- | -- | -- | -- | -- | -- | -- | 1.9682 | 11240.2944 | 1170.864 | 12411.1584 | 84.3022 | 88.9857 | 71844.2152 | 402.7772 | 18.7338 | 18.7338 | 421.511 | 79.6188 | 832.0628 | -- | -- | -- | -- | -- | -- | -- | -- | -- | -- | -- | -- | -- | -- | -- | -- | -- | -- | -- | -- | -- | -- | -- | 0.0011175 | 6.3822 | 0.66481 | 7.047 | 0.047867 | 0.050526 | 40.793 | 0.2287 | 0.010637 | 0.010637 | 0.23933 | 0.045207 | 0.47244 | -- | -- | -- | -- | -- | -- | -- | -- | -- | -- | -- | -- | -- | -- | -- | -- | -- | -- | -- | -- | -- | --
14211005 | mainstem | monthly | Clackamas River Water- Source water | 3.1 | 2429.4088 | 2011-02-16 | 10:00 | 5650 | 5.4 | 45 | 12.3 | 97.41 | 7.4 | 6.7 | 1.1 | 1.5095 | 1.5 | 0.497 | 1.997 | 24.8873 | 0.0611 | 4.0667 | 0.011478 | 0.012741 | 0.01162 | 0.98779 | 0.15058 | 0.083684 | 0.066471 | 0.044906 | 0.056848 | 0.053048 | 0.053475 | 0.068046 | 1.3646 | 2.4271 | 0.073845 | 0.058741 | 0.08215 | 0.07116 | 0.053825 | 0.33972 | 21.7369 | 17.291 | 24.1815 | 20.9467 | 15.8439 | -- | 0.008 | 0.0095 | 6.83 | 0.348 | 0.001 | 0.007 | 0.355 | 0.04 | 0.43407 | -- | -- | -- | -- | -- | -- | -- | -- | -- | -- | -- | -- | -- | -- | -- | -- | -- | -- | -- | -- | -- | -- | -- | -- | -- | -- | -- | -- | -- | -- | -- | -- | -- | -- | -- | -- | -- | -- | -- | -- | -- | -- | -- | -- | -- | -- | -- | -- | -- | -- | -- | -- | -- | -- | 15.2055 | 20.8666 | 20734.8401 | 6870.1437 | 27604.9838 | 110.5858 | 131.3207 | 94412.6385 | 4810.4829 | 13.8232 | 96.7626 | 4907.2455 | 552.9291 | 6000.248 | -- | -- | -- | -- | -- | -- | -- | -- | -- | -- | -- | -- | -- | -- | -- | -- | -- | -- | -- | -- | -- | -- | 0.006259 | 0.0085892 | 8.5349 | 2.8279 | 11.3628 | 0.04552 | 0.054055 | 38.8624 | 1.9801 | 0.00569 | 0.03983 | 2.0199 | 0.2276 | 2.4698 | -- | -- | -- | -- | -- | -- | -- | -- | -- | -- | -- | -- | -- | -- | -- | -- | -- | -- | -- | -- | -- | --
14211023 | mainstem | monthly | City of Lake Oswego DWTP - Source water | 0.9 | 2434.5888 | 2011-02-16 | 11:40 | 5492.19 | 5.6 | 45 | 12.4 | 98.71 | 7.4 | 6.1 | 1.1 | 0.89402 | 1.5 | 0.406 | 1.906 | 21.3012 | 0.0631 | 4.3333 | 0.011519 | 0.012767 | 0.012218 | 0.94281 | 0.15588 | 0.085498 | 0.067345 | 0.045082 | 0.053232 | 0.051363 | 0.054433 | 0.068995 | 1.3517 | 2.3623 | 0.080686 | 0.061556 | 0.083104 | 0.070681 | 0.053884 | 0.34991 | 23.0589 | 17.592 | 23.75 | 20.1998 | 15.3994 | -- | 0.015 | 0.0095 | 7.36 | 0.351 | 0.001 | 0.007 | 0.358 | 0.024 | 0.39942 | -- | -- | -- | -- | -- | -- | -- | -- | -- | -- | -- | -- | -- | -- | -- | -- | -- | -- | -- | -- | -- | -- | -- | -- | -- | -- | -- | -- | -- | -- | -- | -- | -- | -- | -- | -- | -- | -- | -- | -- | -- | -- | -- | -- | -- | -- | -- | -- | -- | -- | -- | -- | -- | -- | 14.7808 | 12.013 | 20155.6958 | 5455.475 | 25611.1708 | 201.557 | 127.6527 | 98897.2808 | 4716.4328 | 13.4371 | 94.0599 | 4810.4927 | 322.4911 | 5367.0587 | -- | -- | -- | -- | -- | -- | -- | -- | -- | -- | -- | -- | -- | -- | -- | -- | -- | -- | -- | -- | -- | -- | 0.0060712 | 0.0049343 | 8.2789 | 2.2408 | 10.5197 | 0.082789 | 0.052433 | 40.6218 | 1.9373 | 0.0055193 | 0.038635 | 1.9759 | 0.13246 | 2.2045 | -- | -- | -- | -- | -- | -- | -- | -- | -- | -- | -- | -- | -- | -- | -- | -- | -- | -- | -- | -- | -- | --
14209710 | mainstem | monthly | Clackamas River at Carter Bridge | 40.8 | 1538.4529 | 2011-03-16 | 11:25 | 6287.4628 | 3.9 | 38 | 13.3 | 104.31 | 7.5 | 16 | -- | 0.17549 | 1.6 | 0.349 | 1.949 | 17.9066 | 0.0659 | 4.0625 | 0.013433 | 0.0145 | 0.014035 | 0.95712 | 0.16572 | 0.094426 | 0.06694 | 0.054204 | 0.037524 | 0.052217 | 0.051265 | 0.078999 | 1.3469 | 3.4926 | 0.068093 | 0.069274 | 0.09342 | 0.078672 | 0.039307 | 0.34877 | 19.524 | 19.8625 | 26.786 | 22.5572 | 11.2703 | -- | 0.011 | 0.0095 | 3.03 | 0.015 | 0.001 | 0.006 | 0.021 | 0.025 | 0.084 | -- | -- | -- | -- | -- | -- | -- | -- | -- | -- | -- | -- | -- | -- | -- | -- | -- | -- | -- | -- | -- | -- | -- | -- | -- | -- | -- | -- | -- | -- | -- | -- | -- | -- | -- | -- | -- | -- | -- | -- | -- | -- | -- | -- | -- | -- | -- | -- | -- | -- | -- | -- | -- | -- | -- | 2.6995 | 24612.5377 | 5368.6098 | 29981.1474 | 169.2112 | 146.1369 | 46609.9932 | 230.7425 | 15.3828 | 92.297 | 323.0396 | 384.5709 | 1292.1582 | -- | -- | -- | -- | -- | -- | -- | -- | -- | -- | -- | -- | -- | -- | -- | -- | -- | -- | -- | -- | -- | -- | -- | 0.0017547 | 15.9982 | 3.4896 | 19.4879 | 0.10999 | 0.09499 | 30.2967 | 0.14998 | 0.0099989 | 0.059993 | 0.20998 | 0.24997 | 0.83991 | -- | -- | -- | -- | -- | -- | -- | -- | -- | -- | -- | -- | -- | -- | -- | -- | -- | -- | -- | -- | -- | --
14210000 | mainstem | monthly | Clackamas River at Estacada | 23.1 | 1761.1919 | 2011-03-16 | 10:45 | 7212.25 | 5.65 | 40 | 12.6 | 101 | 7.35 | 7.2 | -- | 0.34634 | 1.4 | 0.22 | 1.62 | 13.5802 | 0.0522 | 3.7143 | 0.013571 | 0.014074 | 0.01289 | 1.0529 | 0.13685 | 0.078086 | 0.055954 | 0.04326 | 0.030267 | 0.032557 | 0.039742 | 0.063947 | 1.3384 | 3.7666 | 0.0575 | 0.056398 | 0.077048 | 0.066704 | 0.02544 | 0.28309 | 20.3116 | 19.9223 | 27.2168 | 23.5629 | 8.9865 | -- | 0.011 | 0.0095 | 7.36 | 0.035 | 0.001 | 0.007 | 0.042 | 0.032 | 0.19698 | -- | -- | -- | -- | -- | -- | -- | -- | -- | -- | -- | -- | -- | -- | -- | -- | -- | -- | -- | -- | -- | -- | -- | -- | -- | -- | -- | -- | -- | -- | -- | -- | -- | -- | -- | -- | -- | -- | -- | -- | -- | -- | -- | -- | -- | -- | -- | -- | -- | -- | -- | -- | -- | -- | -- | 6.1113 | 24703.5741 | 3881.9902 | 28585.5643 | 194.0995 | 167.6314 | 129870.2181 | 617.5894 | 17.6454 | 123.5179 | 741.1072 | 564.6531 | 3475.7929 | -- | -- | -- | -- | -- | -- | -- | -- | -- | -- | -- | -- | -- | -- | -- | -- | -- | -- | -- | -- | -- | -- | -- | 0.00347 | 14.0266 | 2.2042 | 16.2308 | 0.11021 | 0.095181 | 73.74 | 0.35067 | 0.010019 | 0.070133 | 0.4208 | 0.32061 | 1.9735 | -- | -- | -- | -- | -- | -- | -- | -- | -- | -- | -- | -- | -- | -- | -- | -- | -- | -- | -- | -- | -- | --
14211005 | mainstem | monthly | Clackamas River Water- Source water | 3.1 | 2429.4088 | 2011-03-16 | 10:00 | 9803.08 | 6.2 | 43 | 12.4 | 100.22 | 7.4 | 13 | 0.6 | 1.14 | 1.6 | 1.976 | 3.576 | 55.2573 | 0.0646 | 3.9375 | 0.012988 | 0.014033 | 0.01204 | 1.0788 | 0.17101 | 0.094495 | 0.071792 | 0.051093 | 0.052351 | 0.058687 | 0.057678 | 0.077604 | 1.3455 | 2.7694 | 0.078033 | 0.065269 | 0.093293 | 0.07966 | 0.052618 | 0.36887 | 21.1545 | 17.6942 | 25.2914 | 21.5954 | 14.2645 | -- | 0.01 | 0.032919 | 6.61 | 0.248 | 0.001 | 0.007 | 0.255 | 0.177 | 0.39459 | -- | -- | -- | -- | -- | -- | -- | -- | -- | -- | -- | -- | -- | -- | -- | -- | -- | -- | -- | -- | -- | -- | -- | -- | -- | -- | -- | -- | -- | -- | -- | -- | -- | -- | -- | -- | -- | -- | -- | -- | -- | -- | -- | -- | -- | -- | -- | -- | -- | -- | -- | -- | -- | -- | 14.3905 | 44.2937 | 38374.5692 | 47392.5929 | 85767.1621 | 239.8411 | 789.5364 | 158534.9389 | 5948.0582 | 23.9841 | 167.8887 | 6115.947 | 4245.1867 | 9463.8883 | -- | -- | -- | -- | -- | -- | -- | -- | -- | -- | -- | -- | -- | -- | -- | -- | -- | -- | -- | -- | -- | -- | 0.0059234 | 0.018232 | 15.7958 | 19.5079 | 35.3037 | 0.098724 | 0.32499 | 65.2566 | 2.4484 | 0.0098724 | 0.069107 | 2.5175 | 1.7474 | 3.8956 | -- | -- | -- | -- | -- | -- | -- | -- | -- | -- | -- | -- | -- | -- | -- | -- | -- | -- | -- | -- | -- | --
14211023 | mainstem | monthly | City of Lake Oswego DWTP - Source water | 0.9 | 2434.5888 | 2011-03-16 | 11:40 | 9968.7 | 6.2 | 43 | 12.4 | 100.22 | 7.4 | 12 | 1 | 0.94023 | 1.5 | 0.522 | 2.022 | 25.816 | 0.0635 | 4.2667 | 0.012822 | 0.013828 | 0.011165 | 1.1484 | 0.16889 | 0.093733 | 0.071301 | 0.050494 | 0.050719 | 0.047737 | 0.054361 | 0.075697 | 1.3605 | 2.9003 | 0.079507 | 0.065308 | 0.092062 | 0.078792 | 0.045405 | 0.36107 | 22.0196 | 18.0872 | 25.4966 | 21.8215 | 12.5751 | -- | 0.013 | 0.026892 | 5.42 | 0.251 | 0.002 | 0.002 | 0.253 | 0.046 | 0.33054 | -- | -- | -- | -- | -- | -- | -- | -- | -- | -- | -- | -- | -- | -- | -- | -- | -- | -- | -- | -- | -- | -- | -- | -- | -- | -- | -- | -- | -- | -- | -- | -- | -- | -- | -- | -- | -- | -- | -- | -- | -- | -- | -- | -- | -- | -- | -- | -- | -- | -- | -- | -- | -- | -- | 24.3893 | 22.9314 | 36583.9647 | 12731.2197 | 49315.1844 | 317.061 | 655.87 | 132190.059 | 6121.7168 | 48.7786 | 48.7786 | 6170.4954 | 1121.9082 | 8061.6425 | -- | -- | -- | -- | -- | -- | -- | -- | -- | -- | -- | -- | -- | -- | -- | -- | -- | -- | -- | -- | -- | -- | 0.010018 | 0.009419 | 15.0268 | 5.2293 | 20.2561 | 0.13023 | 0.2694 | 54.2967 | 2.5145 | 0.020036 | 0.020036 | 2.5345 | 0.46082 | 3.3113 | -- | -- | -- | -- | -- | -- | -- | -- | -- | -- | -- | -- | -- | -- | -- | -- | -- | -- | -- | -- | -- | --
14209710 | mainstem | monthly | Clackamas River at Carter Bridge | 40.8 | 1538.4529 | 2011-04-19 | 12:00 | 4286.9468 | 5.1 | 40 | 13 | 105.2 | 7.5 | 3.1 | -- | 0.25275 | 1.1 | 0.144 | 1.244 | 11.5756 | 0.0261 | 2.8182 | 0.0133 | 0.012923 | 0.015067 | 0.88274 | 0.09698 | 0.05383 | 0.040345 | 0.029635 | 0.02277 | 0.026921 | 0.03056 | 0.043886 | 1.3323 | 4.0446 | 0.042418 | 0.036451 | 0.05283 | 0.04536 | 0.01938 | 0.19644 | 21.5935 | 18.5558 | 26.8938 | 23.0913 | 9.8657 | -- | 0.011 | 0.0095 | 6.74 | 0.0025 | 0.001 | 0.002 | 0.0045 | 0.017 | 0.0399 | -- | -- | -- | -- | -- | -- | -- | -- | -- | -- | -- | -- | -- | -- | -- | -- | -- | -- | -- | -- | -- | -- | -- | -- | -- | -- | -- | -- | -- | -- | -- | -- | -- | -- | -- | -- | -- | -- | -- | -- | -- | -- | -- | -- | -- | -- | -- | -- | -- | -- | -- | -- | -- | -- | -- | 2.651 | 11537.2355 | 1510.329 | 13047.5645 | 115.3724 | 99.6398 | 70691.7886 | 26.221 | 10.4884 | 20.9768 | 47.1978 | 178.3027 | 418.487 | -- | -- | -- | -- | -- | -- | -- | -- | -- | -- | -- | -- | -- | -- | -- | -- | -- | -- | -- | -- | -- | -- | -- | 0.0017231 | 7.4992 | 0.98172 | 8.481 | 0.074992 | 0.064766 | 45.9499 | 0.017044 | 0.0068175 | 0.013635 | 0.030679 | 0.1159 | 0.27202 | -- | -- | -- | -- | -- | -- | -- | -- | -- | -- | -- | -- | -- | -- | -- | -- | -- | -- | -- | -- | -- | --
14210000 | mainstem | monthly | Clackamas River at Estacada | 23.1 | 1761.1919 | 2011-04-19 | 11:20 | 5228.43 | 5.93 | 36 | 12.37 | 99.3 | 8.13 | 5.3 | -- | 0.32659 | 1.2 | 0.067 | 1.267 | 5.2881 | 0.0397 | 3.4167 | 0.013997 | 0.015346 | 0.011959 | 1.1704 | 0.12015 | 0.068436 | 0.049452 | 0.037106 | 0.02461 | 0.026831 | 0.033903 | 0.055347 | 1.3449 | 4.2496 | 0.049786 | 0.046899 | 0.067954 | 0.058175 | 0.019168 | 0.24198 | 20.5743 | 19.3814 | 28.0823 | 24.041 | 7.9211 | -- | 0.008 | 0.0095 | 6.82 | 0.027 | 0.001 | 0.002 | 0.029 | 0.0085 | 0.0294 | -- | -- | -- | -- | -- | -- | -- | -- | -- | -- | -- | -- | -- | -- | -- | -- | -- | -- | -- | -- | -- | -- | -- | -- | -- | -- | -- | -- | -- | -- | -- | -- | -- | -- | -- | -- | -- | -- | -- | -- | -- | -- | -- | -- | -- | -- | -- | -- | -- | -- | -- | -- | -- | -- | -- | 4.1777 | 15350.1819 | 857.0518 | 16207.2338 | 102.3345 | 121.5223 | 87240.2007 | 345.3791 | 12.7918 | 25.5836 | 370.9627 | 108.7305 | 376.0795 | -- | -- | -- | -- | -- | -- | -- | -- | -- | -- | -- | -- | -- | -- | -- | -- | -- | -- | -- | -- | -- | -- | -- | 0.0023721 | 8.7158 | 0.48663 | 9.2024 | 0.058105 | 0.069 | 49.5347 | 0.19611 | 0.0072632 | 0.014526 | 0.21063 | 0.061737 | 0.21354 | -- | -- | -- | -- | -- | -- | -- | -- | -- | -- | -- | -- | -- | -- | -- | -- | -- | -- | -- | -- | -- | --
14211005 | mainstem | monthly | Clackamas River Water- Source water | 3.1 | 2429.4088 | 2011-04-19 | 10:15 | 7110.92 | 6.1 | 39 | 12.6 | 101.58 | 7.5 | 6.1 | 0.7 | 1.0171 | 1.3 | 0.714 | 2.014 | 35.4518 | 0.0391 | 3.3077 | 0.014332 | 0.016204 | 0.010536 | 1.3604 | 0.13008 | 0.073329 | 0.054233 | 0.039134 | 0.030727 | 0.043706 | 0.042422 | 0.059492 | 1.3601 | 3.4736 | 0.057713 | 0.048058 | 0.072843 | 0.062796 | 0.032594 | 0.274 | 21.0629 | 17.5392 | 26.5845 | 22.918 | 11.8955 | -- | 0.0035 | 0.027355 | 3.42 | 0.187 | 0.002 | 0.008 | 0.195 | 0.05 | 0.21441 | -- | 0.1247 | 0.0128 | 0.0011 | 0 | 0.1386 | 0.10662 | 0 | 0.0335 | 0 | 0.0257 | 0 | 0.0592 | 0.045538 | -- | 0.1394 | 0.0118 | 0 | 0 | 0.1512 | 0.075074 | 0.0024 | 0.047 | 0 | 0.0858 | 0 | 0.1352 | 0.06713 | 1.0446 | 0.07813 | 0.0052814 | 0 | 1.128 | 10.4122 | 0.026915 | 0 | 0.25981 | 0 | 0.1573 | 0 | 0.4171 | 3.8502 | 1.1677 | 0.072026 | 0 | 0 | 1.2397 | 0.019748 | 0.025398 | 0.3645 | 0 | 0.52513 | 0 | 0.91504 | 12.1782 | 17.695 | 22616.7464 | 12421.813 | 35038.5594 | 60.8912 | 475.9146 | 59499.4405 | 3253.332 | 34.795 | 139.18 | 3392.512 | 869.8749 | 3730.1974 | 2169.4679 | 222.688 | 19.1372 | 0 | 2411.2931 | 0 | 582.8162 | 0 | 447.1157 | 0 | 1029.9318 | 2425.2111 | 205.2905 | 0 | 0 | 2630.5016 | 41.754 | 817.6824 | 0 | 1492.7053 | 0 | 2352.1416 | 0.0050128 | 0.0072837 | 9.3096 | 5.1131 | 14.4227 | 0.025064 | 0.1959 | 24.4913 | 1.3391 | 0.014322 | 0.05729 | 1.3964 | 0.35806 | 1.5354 | 0.893 | 0.091663 | 0.0078773 | 0 | 0.99254 | 0 | 0.2399 | 0 | 0.18404 | 0 | 0.42394 | 0.99827 | 0.084502 | 0 | 0 | 1.0828 | 0.017187 | 0.33658 | 0 | 0.61443 | 0 | 0.9682
14211023 | mainstem | monthly | City of Lake Oswego DWTP - Source water | 0.9 | 2434.5888 | 2011-04-19 | 11:40 | 6894.04 | 6.3 | 39 | 12.7 | 102.91 | 7.5 | 4.8 | 0.1 | 1.0162 | 1.3 | 0.308 | 1.608 | 19.1542 | 0.041 | 3.3077 | 0.010825 | 0.011141 | 0.015354 | 0.70501 | 0.13039 | 0.073082 | 0.055615 | 0.038738 | 0.032733 | 0.036304 | 0.040495 | 0.059162 | 1.3403 | 3.4456 | 0.058339 | 0.048756 | 0.071977 | 0.062448 | 0.029194 | 0.27071 | 21.5501 | 18.01 | 26.5881 | 23.0678 | 10.784 | -- | 0.0035 | 0.0095 | 6.24 | 0.193 | 0.003 | 0.007 | 0.2 | 0.024 | 0.23436 | -- | -- | -- | -- | -- | -- | -- | -- | -- | -- | -- | -- | -- | -- | -- | -- | -- | -- | -- | -- | -- | -- | -- | -- | -- | -- | -- | -- | -- | -- | -- | -- | -- | -- | -- | -- | -- | -- | -- | -- | -- | -- | -- | -- | -- | -- | -- | -- | -- | -- | -- | -- | -- | -- | 1.6867 | 17.1398 | 21926.9454 | 5194.9994 | 27121.9447 | 59.0341 | 160.2354 | 105249.3378 | 3255.308 | 50.6006 | 118.0682 | 3373.3762 | 404.8051 | 3952.9222 | -- | -- | -- | -- | -- | -- | -- | -- | -- | -- | -- | -- | -- | -- | -- | -- | -- | -- | -- | -- | -- | -- | 0.0006928 | 0.0070401 | 9.0064 | 2.1338 | 11.1403 | 0.024248 | 0.065816 | 43.2308 | 1.3371 | 0.020784 | 0.048496 | 1.3856 | 0.16627 | 1.6237 | -- | -- | -- | -- | -- | -- | -- | -- | -- | -- | -- | -- | -- | -- | -- | -- | -- | -- | -- | -- | -- | --
14209710 | mainstem | monthly | Clackamas River at Carter Bridge | 40.8 | 1538.4529 | 2011-05-24 | 12:00 | 3467.2592 | 7.5 | 40 | 12.2 | 104.88 | 7.6 | -- | -- | 0.20134 | 1 | 0.205 | 1.205 | 17.0124 | 0.0247 | 2.9 | 0.014131 | 0.01486 | 0.013624 | 1.0373 | 0.083379 | 0.047135 | 0.034372 | 0.025441 | 0.030307 | 0.02564 | 0.026998 | 0.037878 | 1.3252 | 4.8578 | 0.033501 | 0.031848 | 0.046858 | 0.040587 | 0.019377 | 0.17217 | 19.458 | 18.4979 | 27.2158 | 23.5736 | 11.2547 | -- | 0.021 | 0.0095 | 0.71 | 0.0025 | 0.001 | 0.002 | 0.0045 | 0.0085 | 0.12789 | -- | -- | -- | -- | -- | -- | -- | -- | -- | -- | -- | -- | -- | -- | -- | -- | -- | -- | -- | -- | -- | -- | -- | -- | -- | -- | -- | -- | -- | -- | -- | -- | -- | -- | -- | -- | -- | -- | -- | -- | -- | -- | -- | -- | -- | -- | -- | -- | -- | -- | -- | -- | -- | -- | -- | 1.7079 | 8482.9575 | 1739.0063 | 10221.9638 | 178.1421 | 80.5881 | 6022.8998 | 21.2074 | 8.483 | 16.9659 | 38.1733 | 72.1051 | 1084.8854 | -- | -- | -- | -- | -- | -- | -- | -- | -- | -- | -- | -- | -- | -- | -- | -- | -- | -- | -- | -- | -- | -- | -- | 0.0011102 | 5.514 | 1.1304 | 6.6443 | 0.11579 | 0.052383 | 3.9149 | 0.013785 | 0.005514 | 0.011028 | 0.024813 | 0.046869 | 0.70518 | -- | -- | -- | -- | -- | -- | -- | -- | -- | -- | -- | -- | -- | -- | -- | -- | -- | -- | -- | -- | -- | --
14210000 | mainstem | monthly | Clackamas River at Estacada | 23.1 | 1761.1919 | 2011-05-24 | 11:20 | 4067.11 | 8.14 | 38 | 11.89 | 100.7 | 7.51 | 2.5 | -- | 0.36394 | 1 | 0.154 | 1.154 | 13.3449 | 0.0248 | 2.8 | 0.013358 | 0.012778 | 0.014572 | 0.9167 | 0.088365 | 0.04931 | 0.036343 | 0.026231 | 0.023634 | 0.022409 | 0.026175 | 0.039491 | 1.3276 | 5.2338 | 0.035625 | 0.032242 | 0.049043 | 0.042965 | 0.015805 | 0.17568 | 20.2785 | 18.3528 | 27.916 | 24.4566 | 8.9962 | -- | 0.014 | 0.0095 | 0.81 | 0.006 | 0.001 | 0.008 | 0.014 | 0.0085 | 0.05985 | -- | -- | -- | -- | -- | -- | -- | -- | -- | -- | -- | -- | -- | -- | -- | -- | -- | -- | -- | -- | -- | -- | -- | -- | -- | -- | -- | -- | -- | -- | -- | -- | -- | -- | -- | -- | -- | -- | -- | -- | -- | -- | -- | -- | -- | -- | -- | -- | -- | -- | -- | -- | -- | -- | -- | 3.6214 | 9950.5458 | 1532.384 | 11482.9298 | 139.3076 | 94.5302 | 8059.9421 | 59.7033 | 9.9505 | 79.6044 | 139.3076 | 84.5796 | 595.5402 | -- | -- | -- | -- | -- | -- | -- | -- | -- | -- | -- | -- | -- | -- | -- | -- | -- | -- | -- | -- | -- | -- | -- | 0.0020562 | 5.6499 | 0.87008 | 6.52 | 0.079099 | 0.053674 | 4.5764 | 0.033899 | 0.0056499 | 0.045199 | 0.079099 | 0.048024 | 0.33815 | -- | -- | -- | -- | -- | -- | -- | -- | -- | -- | -- | -- | -- | -- | -- | -- | -- | -- | -- | -- | -- | --
14211005 | mainstem | monthly | Clackamas River Water- Source water | 3.1 | 2429.4088 | 2011-05-24 | 10:15 | 4287.87 | 8.9 | 40 | 11.8 | 101.94 | 7.6 | 0.8 | 1.2 | 5.2708 | 1.1 | 0.409 | 1.509 | 27.104 | 0.0257 | 2.4545 | 0.012436 | 0.01307 | 0.015794 | 0.78737 | 0.093296 | 0.052521 | 0.038926 | 0.02699 | 0.033665 | 0.029198 | 0.030025 | 0.041881 | 1.3365 | 4.4083 | 0.037758 | 0.032562 | 0.052774 | 0.045336 | 0.023566 | 0.192 | 19.6659 | 16.9594 | 27.4872 | 23.6132 | 12.2743 | -- | 0.008 | 0.0095 | 0.95 | 0.019 | 0.004 | 0.002 | 0.021 | 0.031 | 0.052 | -- | -- | -- | -- | -- | -- | -- | -- | -- | -- | -- | -- | -- | -- | -- | -- | -- | -- | -- | -- | -- | -- | -- | -- | -- | -- | -- | -- | -- | -- | -- | -- | -- | -- | -- | -- | -- | -- | -- | -- | -- | -- | -- | -- | -- | -- | -- | -- | -- | -- | -- | -- | -- | -- | 12.5888 | 55.2942 | 11539.7202 | 4290.6778 | 15830.398 | 83.9252 | 99.6612 | 9966.122 | 199.3224 | 41.9626 | 20.9813 | 220.3037 | 325.2103 | 545.514 | -- | -- | -- | -- | -- | -- | -- | -- | -- | -- | -- | -- | -- | -- | -- | -- | -- | -- | -- | -- | -- | -- | 0.0051818 | 0.02276 | 4.75 | 1.7661 | 6.5162 | 0.034546 | 0.041023 | 4.1023 | 0.082046 | 0.017273 | 0.0086364 | 0.090682 | 0.13386 | 0.22455 | -- | -- | -- | -- | -- | -- | -- | -- | -- | -- | -- | -- | -- | -- | -- | -- | -- | -- | -- | -- | -- | --
14211023 | mainstem | monthly | City of Lake Oswego DWTP - Source water | 0.9 | 2434.5888 | 2011-05-24 | 11:40 | 4488.06 | 9.2 | 40 | 12.3 | 107.03 | 7.8 | 0.8 | 0.4 | 2.7573 | 1 | 0.351 | 1.351 | 25.9808 | 0.0233 | 2.7 | 0.012388 | 0.012796 | 0.015207 | 0.81463 | 0.094952 | 0.052159 | 0.038781 | 0.026608 | 0.028601 | 0.027978 | 0.029637 | 0.041315 | 1.3703 | 4.6101 | 0.039276 | 0.032287 | 0.052234 | 0.045233 | 0.020196 | 0.18923 | 20.7561 | 17.0628 | 27.6039 | 23.9041 | 10.6731 | -- | 0.013 | 0.0095 | 0.94 | 0.023 | 0.004 | 0.005 | 0.028 | 0.043 | 0.071 | -- | -- | -- | -- | -- | -- | -- | -- | -- | -- | -- | -- | -- | -- | -- | -- | -- | -- | -- | -- | -- | -- | -- | -- | -- | -- | -- | -- | -- | -- | -- | -- | -- | -- | -- | -- | -- | -- | -- | -- | -- | -- | -- | -- | -- | -- | -- | -- | -- | -- | -- | -- | -- | -- | 4.3922 | 30.2761 | 10980.4373 | 3854.1335 | 14834.5708 | 142.7457 | 104.3142 | 10321.6111 | 252.5501 | 43.9217 | 54.9022 | 307.4522 | 472.1588 | 779.6111 | -- | -- | -- | -- | -- | -- | -- | -- | -- | -- | -- | -- | -- | -- | -- | -- | -- | -- | -- | -- | -- | -- | 0.0018041 | 0.012436 | 4.5102 | 1.5831 | 6.0933 | 0.058632 | 0.042847 | 4.2396 | 0.10373 | 0.018041 | 0.022551 | 0.12629 | 0.19394 | 0.32022 | -- | -- | -- | -- | -- | -- | -- | -- | -- | -- | -- | -- | -- | -- | -- | -- | -- | -- | -- | -- | -- | --
14209710 | mainstem | monthly | Clackamas River at Carter Bridge | 40.8 | 1538.4529 | 2011-06-29 | 11:45 | 1991.758 | 11.1 | 46 | 10.9 | 102.13 | 7.6 | 1.4 | -- | 0.37128 | 0.8 | 0.193 | 0.993 | 19.4361 | 0.0197 | 2.625 | 0.014669 | 0.015407 | 0.016355 | 0.89691 | 0.06923 | 0.038892 | 0.027765 | 0.021364 | 0.017833 | 0.017042 | 0.020069 | 0.032165 | 1.3315 | 6.077 | 0.025872 | 0.026175 | 0.039006 | 0.033479 | 0.011236 | 0.13577 | 19.0558 | 19.2795 | 28.7298 | 24.6589 | 8.276 | -- | 0.012 | 0.006 | 1.93 | 0.0025 | 0.001 | 0.002 | 0.0045 | 0.031 | 0.0355 | -- | -- | -- | -- | -- | -- | -- | -- | -- | -- | -- | -- | -- | -- | -- | -- | -- | -- | -- | -- | -- | -- | -- | -- | -- | -- | -- | -- | -- | -- | -- | -- | -- | -- | -- | -- | -- | -- | -- | -- | -- | -- | -- | -- | -- | -- | -- | -- | -- | -- | -- | -- | -- | -- | -- | 1.8093 | 3898.4103 | 940.4915 | 4838.9018 | 58.4762 | 29.2381 | 9404.9148 | 12.1825 | 4.873 | 9.746 | 21.9286 | 151.0634 | 172.992 | -- | -- | -- | -- | -- | -- | -- | -- | -- | -- | -- | -- | -- | -- | -- | -- | -- | -- | -- | -- | -- | -- | -- | 0.001176 | 2.534 | 0.61132 | 3.1453 | 0.03801 | 0.019005 | 6.1132 | 0.0079187 | 0.0031675 | 0.006335 | 0.014254 | 0.098192 | 0.11245 | -- | -- | -- | -- | -- | -- | -- | -- | -- | -- | -- | -- | -- | -- | -- | -- | -- | -- | -- | -- | -- | --
14210000 | mainstem | monthly | Clackamas River at Estacada | 23.1 | 1761.1919 | 2011-06-29 | 11:15 | 2321.81 | 12.01 | 43 | 10.86 | 100.8 | 7.55 | 1.2 | -- | 0.67615 | 0.9 | 0.152 | 1.052 | 14.4487 | 0.0228 | 2.5556 | 0.014346 | 0.015796 | 0.014503 | 0.98918 | 0.07563 | 0.041423 | 0.031692 | 0.020767 | 0.028755 | 0.028183 | 0.026535 | 0.032198 | 1.3374 | 4.4783 | 0.032117 | 0.02554 | 0.040881 | 0.036741 | 0.021414 | 0.15669 | 20.4968 | 16.2995 | 26.0898 | 23.4476 | 13.6664 | -- | 0.0035 | 0.009 | 6.99 | 0.0025 | 0.001 | 0.006 | 0.0085 | 0.021 | 0.0295 | -- | -- | -- | -- | -- | -- | -- | -- | -- | -- | -- | -- | -- | -- | -- | -- | -- | -- | -- | -- | -- | -- | -- | -- | -- | -- | -- | -- | -- | -- | -- | -- | -- | -- | -- | -- | -- | -- | -- | -- | -- | -- | -- | -- | -- | -- | -- | -- | -- | -- | -- | -- | -- | -- | -- | 3.8409 | 5112.4629 | 863.4382 | 5975.9011 | 19.8818 | 51.1246 | 39706.7952 | 14.2013 | 5.6805 | 34.0831 | 48.2844 | 119.2908 | 167.5752 | -- | -- | -- | -- | -- | -- | -- | -- | -- | -- | -- | -- | -- | -- | -- | -- | -- | -- | -- | -- | -- | -- | -- | 0.0021808 | 2.9028 | 0.49026 | 3.3931 | 0.011289 | 0.029028 | 22.5454 | 0.0080635 | 0.0032254 | 0.019352 | 0.027416 | 0.067733 | 0.095149 | -- | -- | -- | -- | -- | -- | -- | -- | -- | -- | -- | -- | -- | -- | -- | -- | -- | -- | -- | -- | -- | --
14211005 | mainstem | monthly | Clackamas River Water- Source water | 3.1 | 2429.4088 | 2011-06-29 | 10:05 | 2247.07 | 12.7 | 45 | 10.4 | 98.15 | 7.4 | 0.6 | 0 | 6.0704 | 0.9 | 0.261 | 1.161 | 22.4806 | 0.0236 | 2.6667 | 0.013829 | 0.015295 | 0.015179 | 0.91111 | 0.08496 | 0.046548 | 0.036304 | 0.022676 | 0.023624 | 0.032314 | 0.029767 | 0.036988 | 1.3746 | 4.3649 | 0.037468 | 0.028147 | 0.046421 | 0.040875 | 0.023039 | 0.17595 | 21.2947 | 15.997 | 26.3831 | 23.2311 | 13.0942 | -- | 0.0035 | 0.019 | 6.52 | 0.026 | 0.004 | 0.006 | 0.032 | 0.034 | 0.073 | -- | -- | -- | -- | -- | -- | -- | -- | -- | -- | -- | -- | -- | -- | -- | -- | -- | -- | -- | -- | -- | -- | -- | -- | -- | -- | -- | -- | -- | -- | -- | -- | -- | -- | -- | -- | -- | -- | -- | -- | -- | -- | -- | -- | -- | -- | -- | -- | -- | -- | -- | -- | -- | -- | -- | 33.3727 | 4947.8907 | 1434.8883 | 6382.779 | 19.2418 | 104.4555 | 35844.719 | 142.9391 | 21.9906 | 32.9859 | 175.925 | 186.9203 | 401.3289 | -- | -- | -- | -- | -- | -- | -- | -- | -- | -- | -- | -- | -- | -- | -- | -- | -- | -- | -- | -- | -- | -- | -- | 0.013737 | 2.0367 | 0.59063 | 2.6273 | 0.0079204 | 0.042996 | 14.7545 | 0.058837 | 0.0090518 | 0.013578 | 0.072415 | 0.076941 | 0.1652 | -- | -- | -- | -- | -- | -- | -- | -- | -- | -- | -- | -- | -- | -- | -- | -- | -- | -- | -- | -- | -- | --
14211023 | mainstem | monthly | City of Lake Oswego DWTP - Source water | 0.9 | 2434.5888 | 2011-06-29 | 11:40 | 2290.54 | 12.9 | 45 | 10.6 | 100.48 | 7.6 | 0.9 | 1.2 | 1.6676 | 1 | 0.377 | 1.377 | 27.3784 | 0.0224 | 2.3 | 0.013315 | 0.014116 | 0.013271 | 1.0033 | 0.08691 | 0.047656 | 0.037138 | 0.023953 | 0.026941 | 0.028613 | 0.030487 | 0.037652 | 1.3565 | 4.747 | 0.039857 | 0.028601 | 0.047526 | 0.041172 | 0.021217 | 0.17837 | 22.3447 | 16.0344 | 26.6442 | 23.082 | 11.8948 | -- | 0.0035 | 0.009 | 7.31 | 0.025 | 0.004 | 0.004 | 0.029 | 0.035 | 0.064 | -- | -- | -- | -- | -- | -- | -- | -- | -- | -- | -- | -- | -- | -- | -- | -- | -- | -- | -- | -- | -- | -- | -- | -- | -- | -- | -- | -- | -- | -- | -- | -- | -- | -- | -- | -- | -- | -- | -- | -- | -- | -- | -- | -- | -- | -- | -- | -- | -- | -- | -- | -- | -- | -- | 6.7248 | 9.3454 | 5604.0095 | 2112.7116 | 7716.7211 | 19.614 | 50.4361 | 40965.3095 | 140.1002 | 22.416 | 22.416 | 162.5163 | 196.1403 | 358.6566 | -- | -- | -- | -- | -- | -- | -- | -- | -- | -- | -- | -- | -- | -- | -- | -- | -- | -- | -- | -- | -- | -- | 0.0027622 | 0.0038386 | 2.3018 | 0.86779 | 3.1696 | 0.0080564 | 0.020716 | 16.8264 | 0.057546 | 0.0092073 | 0.0092073 | 0.066753 | 0.080564 | 0.14732 | -- | -- | -- | -- | -- | -- | -- | -- | -- | -- | -- | -- | -- | -- | -- | -- | -- | -- | -- | -- | -- | --
14209710 | mainstem | monthly | Clackamas River at Carter Bridge | 40.8 | 1538.4529 | 2011-08-02 | 11:30 | 895.943 | 13.4 | 62 | 10.5 | 103.64 | 7.8 | 0.7 | -- | 0.40514 | 0.8 | 0.094 | 0.894 | 10.5145 | 0.0148 | 1.875 | 0.017623 | 0.02252 | -- | -- | 0.050808 | 0.027362 | 0.021643 | 0.014682 | 0.028521 | 0.023538 | 0.020929 | 0.022358 | 1.3805 | 3.5485 | 0.021206 | 0.017155 | 0.028588 | 0.02339 | 0.021781 | 0.11212 | 18.914 | 15.3003 | 25.4979 | 20.8613 | 19.4265 | -- | -- | 0.012 | -- | -- | -- | -- | 0 | 0.0085 | 0.0145 | -- | -- | -- | -- | -- | -- | -- | -- | -- | -- | -- | -- | -- | -- | -- | -- | -- | -- | -- | -- | -- | -- | -- | -- | -- | -- | -- | -- | -- | -- | -- | -- | -- | -- | -- | -- | -- | -- | -- | -- | -- | -- | -- | -- | -- | -- | -- | -- | -- | -- | -- | -- | -- | -- | -- | 0.88806 | 1753.6032 | 206.0484 | 1959.6516 | -- | 26.304 | -- | -- | -- | -- | -- | 18.632 | 31.7841 | -- | -- | -- | -- | -- | -- | -- | -- | -- | -- | -- | -- | -- | -- | -- | -- | -- | -- | -- | -- | -- | -- | -- | 0.00057724 | 1.1398 | 0.13393 | 1.2738 | -- | 0.017098 | -- | -- | -- | -- | -- | 0.012111 | 0.02066 | -- | -- | -- | -- | -- | -- | -- | -- | -- | -- | -- | -- | -- | -- | -- | -- | -- | -- | -- | -- | -- | --
14210000 | mainstem | monthly | Clackamas River at Estacada | 23.1 | 1761.1919 | 2011-08-02 | 11:00 | 1057.64 | 16 | 62 | 9.7 | 99.32 | 7.3 | 1.8 | 0 | 0.70361 | 0.9 | 0.103 | 1.003 | 10.2692 | 0.0192 | 2.2222 | 0.017268 | 0.018871 | -- | -- | 0.063995 | 0.034641 | 0.029278 | 0.016542 | 0.024137 | 0.029803 | 0.026323 | 0.026304 | 1.341 | 3.6342 | 0.031795 | 0.020177 | 0.033635 | 0.03059 | 0.023688 | 0.13988 | 22.7293 | 14.4242 | 24.0444 | 21.868 | 16.934 | -- | 0.011 | 0.015 | 2.77 | 0.007 | 0.006 | 0.008 | 0.015 | 0.0085 | 0.0145 | -- | -- | -- | -- | -- | -- | -- | -- | -- | -- | -- | -- | -- | -- | -- | -- | -- | -- | -- | -- | -- | -- | -- | -- | -- | -- | -- | -- | -- | -- | -- | -- | -- | -- | -- | -- | -- | -- | -- | -- | -- | -- | -- | -- | -- | -- | -- | -- | -- | -- | -- | -- | -- | -- | -- | 1.8207 | 2328.8492 | 266.5238 | 2595.373 | 28.4637 | 38.8142 | 7167.6802 | 18.1133 | 15.5257 | 20.7009 | 38.8142 | 21.9947 | 37.5203 | -- | -- | -- | -- | -- | -- | -- | -- | -- | -- | -- | -- | -- | -- | -- | -- | -- | -- | -- | -- | -- | -- | -- | 0.0010338 | 1.3223 | 0.15133 | 1.4736 | 0.016162 | 0.022039 | 4.0698 | 0.010285 | 0.0088154 | 0.011754 | 0.022039 | 0.012489 | 0.021304 | -- | -- | -- | -- | -- | -- | -- | -- | -- | -- | -- | -- | -- | -- | -- | -- | -- | -- | -- | -- | -- | --
14211005 | mainstem | monthly | Clackamas River Water- Source water | 3.1 | 2429.4088 | 2011-08-02 | 10:00 | 1056.46 | 16.8 | 61 | 9.4 | 96.96 | 7.5 | 0.2 | 0 | 1.4301 | 1 | 0.458 | 1.458 | 31.4129 | 0.0213 | 2.1 | 0.020668 | 0.025619 | -- | -- | 0.080337 | 0.042124 | 0.034661 | 0.020139 | 0.039032 | 0.037126 | 0.032382 | 0.033649 | 1.4334 | 3.4126 | 0.036385 | 0.023659 | 0.0439 | 0.037398 | 0.032304 | 0.17365 | 20.9538 | 13.6249 | 25.2811 | 21.5367 | 18.6035 | -- | 0.02 | 0.012 | 2.61 | 0.025 | 0.007 | 0.009 | 0.034 | 0.056 | 0.09 | -- | -- | -- | -- | -- | -- | -- | -- | -- | -- | -- | -- | -- | -- | -- | -- | -- | -- | -- | -- | -- | -- | -- | -- | -- | -- | -- | -- | -- | -- | -- | -- | -- | -- | -- | -- | -- | -- | -- | -- | -- | -- | -- | -- | -- | -- | -- | -- | -- | -- | -- | -- | -- | -- | -- | 3.6964 | 2584.7232 | 1183.8032 | 3768.5264 | 51.6945 | 31.0167 | 6746.1276 | 64.6181 | 18.0931 | 23.2625 | 87.8806 | 144.7445 | 232.6251 | -- | -- | -- | -- | -- | -- | -- | -- | -- | -- | -- | -- | -- | -- | -- | -- | -- | -- | -- | -- | -- | -- | -- | 0.0015215 | 1.0639 | 0.48728 | 1.5512 | 0.021279 | 0.012767 | 2.7769 | 0.026598 | 0.0074475 | 0.0095754 | 0.036174 | 0.05958 | 0.095754 | -- | -- | -- | -- | -- | -- | -- | -- | -- | -- | -- | -- | -- | -- | -- | -- | -- | -- | -- | -- | -- | --
14211023 | mainstem | monthly | City of Lake Oswego DWTP - Source water | 0.9 | 2434.5888 | 2011-08-02 | 11:40 | 1122.82 | 17 | 61 | 9.8 | 101.51 | 7.7 | 0.1 | 0 | 1.2973 | 0.9 | 0.146 | 1.046 | 13.9579 | 0.0204 | 2.4444 | 0.014685 | 0.013676 | 0.0089592 | 1.6391 | 0.078033 | 0.041689 | 0.035668 | 0.019793 | 0.028418 | 0.035054 | 0.034312 | 0.032589 | 1.3984 | 3.6447 | 0.040518 | 0.02353 | 0.041555 | 0.036417 | 0.028828 | 0.17085 | 23.716 | 13.7727 | 24.3229 | 21.3152 | 16.8732 | -- | 0.014 | 0.015 | 4.51 | 0.024 | 0.006 | 0.005 | 0.029 | 0.019 | 0.056 | -- | -- | -- | -- | -- | -- | -- | -- | -- | -- | -- | -- | -- | -- | -- | -- | -- | -- | -- | -- | -- | -- | -- | -- | -- | -- | -- | -- | -- | -- | -- | -- | -- | -- | -- | -- | -- | -- | -- | -- | -- | -- | -- | -- | -- | -- | -- | -- | -- | -- | -- | -- | -- | -- | -- | 3.5638 | 2472.371 | 401.0735 | 2873.4445 | 38.4591 | 41.2062 | 12389.3256 | 65.9299 | 16.4825 | 13.7354 | 79.6653 | 52.1945 | 153.8364 | -- | -- | -- | -- | -- | -- | -- | -- | -- | -- | -- | -- | -- | -- | -- | -- | -- | -- | -- | -- | -- | -- | -- | 0.0014638 | 1.0155 | 0.16474 | 1.1803 | 0.015797 | 0.016925 | 5.0889 | 0.027081 | 0.0067701 | 0.0056418 | 0.032722 | 0.021439 | 0.063188 | -- | -- | -- | -- | -- | -- | -- | -- | -- | -- | -- | -- | -- | -- | -- | -- | -- | -- | -- | -- | -- | --
14210850 | tributary | synoptic_3 | Rock Creek near Carver | 6.4 | 23.3099 | 2011-09-08 | 11:30 | 1.0316 | 15.56 | 177 | 9.78 | 98.2 | 7.73 | 1 | -- | 1.28 | 1.3 | 0.073 | 1.373 | 5.3168 | 0.0289 | 2.1538 | 0.01379 | 0.016184 | 0.012576 | 1.0965 | 0.21809 | 0.11541 | 0.097211 | 0.057237 | 0.030348 | 0.04643 | 0.074665 | 0.093954 | 1.5026 | 7.3289 | 0.11728 | 0.064524 | 0.11594 | 0.09932 | 0.024648 | 0.42171 | 27.8095 | 15.3006 | 27.4935 | 23.5516 | 5.8447 | -- | 0.1 | 0.083 | 12.52 | 0.811 | 0.001 | 0.007 | 0.818 | 0.017 | 0.867 | -- | 0.0542 | 0.047 | 0.029 | 0.0034 | 0.1335 | 0.10269 | 0 | 0.0145 | 0.0011 | 0.0093 | 0.0048 | 0.0298 | 0.022923 | -- | 0.0637 | 0.0522 | 0.0349 | 0.0042 | 0.1551 | 0.11296 | 0 | 0.0155 | 0.0011 | 0.014 | 0.0054 | 0.036 | 0.02622 | 0.45402 | 0.28688 | 0.13924 | 0.013453 | 0.89359 | 8.2486 | 0.2919 | 0 | 0.11245 | 0.0079166 | 0.05692 | 0.022034 | 0.19932 | 1.8399 | 0.5336 | 0.31862 | 0.16756 | 0.016618 | 1.0364 | 0.29249 | 0 | 0.12021 | 0.0079166 | 0.085686 | 0.024788 | 0.2386 | -- | 0.0032306 | 3.2811 | 0.18424 | 3.4653 | 0.25239 | 0.20948 | 31.5992 | 2.0469 | 0.0025239 | 0.017667 | 2.0646 | 0.042906 | 2.1882 | 0.1368 | 0.11862 | 0.073193 | 0.0085813 | 0.33694 | 0 | 0.036597 | 0.0027763 | 0.023472 | 0.012115 | 0.075212 | 0.16077 | 0.13175 | 0.088084 | 0.0106 | 0.39146 | 0 | 0.03912 | 0.0027763 | 0.035335 | 0.013629 | 0.09086 | -- | 0.00013859 | 0.14076 | 0.0079041 | 0.14866 | 0.010828 | 0.0089869 | 1.3556 | 0.087812 | 0.00010828 | 0.00075793 | 0.08857 | 0.0018407 | 0.093875 | 0.0058686 | 0.005089 | 0.00314 | 0.00036814 | 0.014455 | 0 | 0.00157 | 0.0001191 | 0.001007 | 0.00051972 | 0.0032266 | 0.0068972 | 0.005652 | 0.0037788 | 0.00045476 | 0.016794 | 0 | 0.0016783 | 0.0001191 | 0.0015159 | 0.00058469 | 0.0038979
14210900 | tributary | synoptic_3 | Sieben Creek | 5.8 | 4.662 | 2011-09-08 | 10:15 | 0.1569 | 16.21 | 176 | 9.57 | 97.4 | 7.8 | 2 | -- | 5.74 | 1.9 | 1.314 | 3.214 | 40.8836 | 0.0545 | 2.7368 | 0.012559 | 0.014908 | 0.013628 | 0.92156 | 0.39529 | 0.20448 | 0.17356 | 0.10346 | 0.048491 | 0.085678 | 0.13672 | 0.16758 | 1.4759 | 7.516 | 0.2293 | 0.11469 | 0.20921 | 0.17211 | 0.041194 | 0.76651 | 29.9148 | 14.9628 | 27.2941 | 22.4541 | 5.3742 | -- | 0.091 | 0.093 | 13.11 | 1.728 | 0.005 | 0.005 | 1.733 | 0.162 | 1.89 | -- | 0.1072 | 0.0897 | 0.0567 | 0.0069 | 0.2605 | 0.13711 | 0 | 0.0255 | 0.0016 | 0.0239 | 0.0098 | 0.0608 | 0.032 | -- | 0.1399 | 0.0892 | 0.0495 | 0.0048 | 0.2834 | 0.088177 | 0.0021 | 0.0398 | 0.0016 | 0.0489 | 0.0074 | 0.0998 | 0.031052 | 0.89799 | 0.54752 | 0.27223 | 0.027302 | 1.745 | 11.0213 | 0.28905 | 0 | 0.19776 | 0.011515 | 0.14628 | 0.044986 | 0.40054 | 2.5297 | 1.1719 | 0.54447 | 0.23766 | 0.018993 | 1.973 | 0.22237 | 0.022223 | 0.30867 | 0.011515 | 0.29929 | 0.033969 | 0.67566 | -- | 0.0022034 | 0.72935 | 0.5044 | 1.2338 | 0.034932 | 0.0357 | 5.0325 | 0.66333 | 0.0019193 | 0.0019193 | 0.66525 | 0.062187 | 0.72551 | 0.041151 | 0.034433 | 0.021765 | 0.0026487 | 0.099998 | 0 | 0.0097887 | 0.00061419 | 0.0091745 | 0.0037619 | 0.023339 | 0.053703 | 0.034241 | 0.019002 | 0.0018426 | 0.10879 | 0.00080613 | 0.015278 | 0.00061419 | 0.018771 | 0.0028406 | 0.03831 | -- | 0.00047263 | 0.15645 | 0.1082 | 0.26464 | 0.007493 | 0.0076577 | 1.0795 | 0.14228 | 0.0004117 | 0.0004117 | 0.1427 | 0.013339 | 0.15562 | 0.0088269 | 0.0073859 | 0.0046687 | 0.00056815 | 0.02145 | 0 | 0.0020997 | 0.00013174 | 0.0019679 | 0.00080694 | 0.0050063 | 0.011519 | 0.0073448 | 0.0040759 | 0.00039523 | 0.023335 | 0.00017292 | 0.0032772 | 0.00013174 | 0.0040265 | 0.00060932 | 0.0082176
452340122251000 | tributary | synoptic_3 | Deep Creek @ Hwy 224 | 12.1 | 126.9094 | 2011-09-08 | 12:15 | 8.9454 | 17.19 | 97 | 10.63 | 110.5 | 8.09 | 1.8 | -- | 3.37 | 1.7 | 0.195 | 1.895 | 10.2902 | 0.0438 | 2.8235 | 0.013714 | 0.014802 | 0.01312 | 1.0453 | 0.26494 | 0.14653 | 0.11307 | 0.074646 | 0.050662 | 0.066835 | 0.085983 | 0.12125 | 1.4483 | 7.0047 | 0.11508 | 0.084322 | 0.15157 | 0.1271 | 0.040556 | 0.51863 | 22.1885 | 16.2588 | 29.2248 | 24.508 | 7.8199 | -- | 0.031 | 0.037 | 9.96 | 0.377 | 0.001 | 0.008 | 0.385 | 0.04 | 0.454 | -- | 0.1072 | 0.0601 | 0.0286 | 0.002 | 0.1979 | 0.11641 | 0 | 0.0287 | 0.0013 | 0.0296 | 0.0044 | 0.0639 | 0.037588 | -- | 0.1268 | 0.0531 | 0.0193 | 0 | 0.1992 | 0.10512 | 0.0026 | 0.0357 | 0.0012 | 0.0438 | 0.0027 | 0.0859 | 0.04533 | 0.89799 | 0.36685 | 0.13732 | 0.0079136 | 1.4101 | 9.9534 | 0.1866 | 0 | 0.22258 | 0.009356 | 0.18116 | 0.020198 | 0.4333 | 3.0586 | 1.0622 | 0.32412 | 0.092664 | 0 | 1.479 | 0.12972 | 0.027514 | 0.27687 | 0.0086363 | 0.26808 | 0.012394 | 0.59349 | -- | 0.073755 | 37.2057 | 4.2677 | 41.4734 | 0.67846 | 0.80977 | 217.9817 | 8.2509 | 0.021886 | 0.17509 | 8.426 | 0.87543 | 9.9361 | 2.3461 | 1.3153 | 0.62593 | 0.043771 | 4.3312 | 0 | 0.62812 | 0.028451 | 0.64782 | 0.096297 | 1.3985 | 2.7751 | 1.1621 | 0.42239 | 0 | 4.3596 | 0.056903 | 0.78132 | 0.026263 | 0.95859 | 0.059091 | 1.88 | -- | 0.00058116 | 0.29317 | 0.033628 | 0.3268 | 0.005346 | 0.0063807 | 1.7176 | 0.065014 | 0.00017245 | 0.0013796 | 0.066394 | 0.0068981 | 0.078293 | 0.018487 | 0.010364 | 0.0049321 | 0.0003449 | 0.034128 | 0 | 0.0049494 | 0.00022419 | 0.0051046 | 0.00075879 | 0.01102 | 0.021867 | 0.0091572 | 0.0033283 | 0 | 0.034352 | 0.00044837 | 0.0061565 | 0.00020694 | 0.0075534 | 0.00046562 | 0.014814
14210750 | tributary | synoptic_3 | Clear Creek at Carver | 8 | 186.4791 | 2011-09-08 | 13:30 | 17.5 | 19.3 | 71 | 9.86 | 109.3 | 8.1 | 0.9 | 1.6 | 0.69 | 1.5 | 0.13 | 1.63 | 7.9755 | 0.0502 | 3.5333 | 0.011624 | 0.013263 | 0.014063 | 0.82654 | 0.19822 | 0.10743 | 0.083881 | 0.053017 | 0.053219 | 0.065956 | 0.068534 | 0.086996 | 1.424 | 4.8851 | 0.086531 | 0.062343 | 0.11102 | 0.093184 | 0.047946 | 0.40102 | 21.5775 | 15.546 | 27.684 | 23.2366 | 11.956 | -- | 0.011 | 0.019 | 9.13 | 0.071 | 0.001 | 0.012 | 0.083 | 0.017 | 0.113 | -- | 0.1073 | 0.0502 | 0.0214 | 0 | 0.1789 | 0.11927 | 0.0021 | 0.0298 | 0.001 | 0.0353 | 0.0028 | 0.071 | 0.047333 | -- | 0.1181 | 0.0498 | 0.0177 | 0 | 0.1856 | 0.11387 | 0.0024 | 0.0345 | 0.0011 | 0.0464 | 0.0023 | 0.0866 | 0.053129 | 0.89883 | 0.30642 | 0.10275 | 0 | 1.308 | 10.4639 | 0.15003 | 0.022223 | 0.23111 | 0.0071969 | 0.21605 | 0.012853 | 0.48944 | 3.9155 | 0.98929 | 0.30398 | 0.084982 | 0 | 1.3783 | 0.12946 | 0.025398 | 0.26756 | 0.0079166 | 0.28399 | 0.010558 | 0.59542 | 0.068504 | 0.029543 | 64.223 | 5.566 | 69.7889 | 0.47097 | 0.81349 | 390.9037 | 3.0399 | 0.042815 | 0.51378 | 3.5537 | 0.72786 | 4.8381 | 4.5941 | 2.1493 | 0.91625 | 0 | 7.6597 | 0.089912 | 1.2759 | 0.042815 | 1.5114 | 0.11988 | 3.0399 | 5.0565 | 2.1322 | 0.75783 | 0 | 7.9465 | 0.10276 | 1.4771 | 0.047097 | 1.9866 | 0.098475 | 3.7078 | 0.00036736 | 0.00015842 | 0.3444 | 0.029848 | 0.37425 | 0.0025256 | 0.0043624 | 2.0962 | 0.016301 | 0.0002296 | 0.0027552 | 0.019057 | 0.0039032 | 0.025945 | 0.024636 | 0.011526 | 0.0049134 | 0 | 0.041075 | 0.00048216 | 0.006842 | 0.0002296 | 0.0081048 | 0.00064288 | 0.016301 | 0.027116 | 0.011434 | 0.0040639 | 0 | 0.042613 | 0.00055104 | 0.0079211 | 0.00025256 | 0.010653 | 0.00052808 | 0.019883
14210150 | tributary | synoptic_3 | Eagle Creek at Bonnie Lure State Park | 16.7 | 233.0989 | 2011-09-08 | 12:40 | 25.2 | 18.8 | 48 | 9.8 | 107.6 | 7.85 | 0.2 | 1.9 | 1.39 | 1.2 | 0.125 | 1.325 | 9.434 | 0.0252 | 2.0833 | 0.013327 | 0.013819 | 0.012978 | 1.0269 | 0.1168 | 0.065745 | 0.048007 | 0.035654 | 0.033408 | 0.037931 | 0.038869 | 0.055768 | 1.412 | 5.8287 | 0.044009 | 0.041556 | 0.068151 | 0.056467 | 0.025981 | 0.23616 | 18.635 | 17.5961 | 28.8576 | 23.9101 | 11.0012 | -- | 0.0035 | 0.009 | 8.4 | 0.059 | 0.001 | 0.006 | 0.065 | 0.024 | 0.098 | -- | 0.0901 | 0.0452 | 0.0174 | 0.0011 | 0.1538 | 0.12817 | 0 | 0.0201 | 0 | 0.0183 | 0.0024 | 0.0408 | 0.034 | -- | 0.0869 | 0.0552 | 0.0286 | 0.0025 | 0.1732 | 0.13072 | 0 | 0.0221 | 0.0011 | 0.0231 | 0.0039 | 0.0503 | 0.037962 | 0.75475 | 0.2759 | 0.083541 | 0.0043525 | 1.1185 | 11.1854 | 0.15728 | 0 | 0.15588 | 0 | 0.112 | 0.011017 | 0.27891 | 2.7891 | 0.72794 | 0.33694 | 0.13732 | 0.0098919 | 1.2121 | 0.2141 | 0 | 0.17139 | 0.0079166 | 0.14138 | 0.017903 | 0.3386 | 0.11714 | 0.085699 | 73.9848 | 7.7068 | 81.6916 | 0.21579 | 0.55489 | 517.8939 | 3.6376 | 0.061654 | 0.36992 | 4.0075 | 1.4797 | 6.0421 | 5.555 | 2.7868 | 1.0728 | 0.067819 | 9.4824 | 0 | 1.2392 | 0 | 1.1283 | 0.14797 | 2.5155 | 5.3577 | 3.4033 | 1.7633 | 0.15414 | 10.6785 | 0 | 1.3626 | 0.067819 | 1.4242 | 0.24045 | 3.1012 | 0.00050254 | 0.00036765 | 0.3174 | 0.033062 | 0.35046 | 0.00092574 | 0.0023805 | 2.2218 | 0.015605 | 0.0002645 | 0.001587 | 0.017192 | 0.0063479 | 0.025921 | 0.023831 | 0.011955 | 0.0046023 | 0.00029095 | 0.04068 | 0 | 0.0053164 | 0 | 0.0048403 | 0.00063479 | 0.010791 | 0.022985 | 0.0146 | 0.0075646 | 0.00066124 | 0.045811 | 0 | 0.0058454 | 0.00029095 | 0.0061099 | 0.0010315 | 0.013304
14209710 | mainstem | synoptic_3 | Clackamas River at Carter Bridge | 40.8 | 1538.4529 | 2011-09-08 | 9:10 | 811.4495 | 11.6 | 64 | 10.8 | 102.37 | 7.6 | 1.1 | -- | 0.39 | 0.7 | 0.07 | 0.77 | 9.0909 | 0.01 | 1.4286 | 0.012329 | 0.011545 | 0.0082098 | 1.5017 | 0.050255 | 0.026711 | 0.020854 | 0.014574 | 0.022554 | 0.019654 | 0.017789 | 0.022884 | 1.4177 | 4.4275 | 0.019615 | 0.016913 | 0.028559 | 0.023435 | 0.015705 | 0.10423 | 18.8197 | 16.2268 | 27.4009 | 22.4841 | 15.0685 | -- | 0.012 | -- | 9.26 | 0.007 | 0.001 | 0.002 | 0.009 | 0.017 | 0.026 | -- | 0.0333 | 0.0385 | 0.0211 | 0.0032 | 0.0961 | 0.13729 | 0 | 0.0074 | 0 | 0.0039 | 0.0034 | 0.0147 | 0.021 | -- | 0.0761 | 0.0071 | 0 | 0 | 0.0832 | 0.10805 | 0 | 0.0175 | 0 | 0.0205 | 0 | 0.038 | 0.049351 | 0.27895 | 0.235 | 0.10131 | 0.012662 | 0.62791 | 10.7643 | 0.33775 | 0 | 0.05739 | 0 | 0.02387 | 0.015607 | 0.096867 | 1.6606 | 0.63747 | 0.043338 | 0 | 0 | 0.68081 | 0.021679 | 0 | 0.13572 | 0 | 0.12547 | 0 | 0.26119 | -- | 0.77426 | 1389.6983 | 138.9698 | 1528.6681 | 23.8234 | -- | 18383.7234 | 13.897 | 1.9853 | 3.9706 | 17.8675 | 33.7498 | 51.6174 | 66.1099 | 76.4334 | 41.8895 | 6.3529 | 190.7857 | 0 | 14.6911 | 0 | 7.7426 | 6.75 | 29.1837 | 151.0801 | 14.0955 | 0 | 0 | 165.1756 | 0 | 34.7425 | 0 | 40.6983 | 0 | 75.4408 | -- | 0.00050327 | 0.90331 | 0.090331 | 0.99364 | 0.015485 | -- | 11.9495 | 0.0090331 | 0.0012904 | 0.0025809 | 0.011614 | 0.021938 | 0.033551 | 0.042972 | 0.049682 | 0.027228 | 0.0041294 | 0.12401 | 0 | 0.0095493 | 0 | 0.0050327 | 0.0043875 | 0.018969 | 0.098203 | 0.0091621 | 0 | 0 | 0.10736 | 0 | 0.022583 | 0 | 0.026454 | 0 | 0.049037
14210000 | mainstem | synoptic_3 | Clackamas River at Estacada | 23.1 | 1761.1919 | 2011-09-09 | 9:00 | 956.77 | 14.9 | 65 | 9.8 | 98.01 | 7.4 | 0.9 | 0.7 | 0.88 | 0.8 | 0.12 | 0.92 | 13.0435 | 0.0139 | 1.75 | 0.011733 | 0.012365 | 0.0099111 | 1.1838 | 0.054924 | 0.031981 | 0.026081 | 0.01406 | 0.032947 | 0.029207 | 0.023795 | 0.0233 | 1.3871 | 2.9011 | 0.024699 | 0.016545 | 0.029294 | 0.029052 | 0.026509 | 0.1261 | 19.5869 | 13.1208 | 23.2312 | 23.0393 | 21.0219 | -- | 0.014 | 0.015 | 6.76 | 0.0025 | 0.001 | 0.006 | 0.0085 | 0.021 | 0.0295 | -- | 0.0276 | 0.0496 | 0.0408 | 0.0099 | 0.1279 | 0.15988 | 0 | 0.0065 | 0.0011 | 0.0023 | 0.0062 | 0.0161 | 0.020125 | -- | 0.0384 | 0.0457 | 0.0278 | 0.004 | 0.1159 | 0.12598 | 0.0021 | 0.0137 | 0.0013 | 0.0107 | 0.0042 | 0.0321 | 0.034891 | 0.2312 | 0.30275 | 0.19589 | 0.039172 | 0.76902 | 11.5352 | 0.54318 | 0 | 0.05041 | 0.0079166 | 0.014077 | 0.028461 | 0.10086 | 1.513 | 0.32167 | 0.27895 | 0.13347 | 0.015827 | 0.74992 | 0.35824 | 0.022223 | 0.10625 | 0.009356 | 0.065489 | 0.01928 | 0.2226 | 1.6386 | 2.0599 | 1872.6582 | 280.8987 | 2153.5569 | 32.7715 | 35.1123 | 15823.9619 | 5.8521 | 2.3408 | 14.0449 | 19.897 | 49.1573 | 69.0543 | 64.6067 | 116.1048 | 95.5056 | 23.1741 | 299.3912 | 0 | 15.2153 | 2.5749 | 5.3839 | 14.5131 | 37.6872 | 89.8876 | 106.9756 | 65.0749 | 9.3633 | 271.3014 | 4.9157 | 32.0693 | 3.0431 | 25.0468 | 9.8315 | 75.1404 | 0.00093038 | 0.0011696 | 1.0633 | 0.15949 | 1.2228 | 0.018608 | 0.019937 | 8.9848 | 0.0033228 | 0.0013291 | 0.0079747 | 0.011297 | 0.027911 | 0.039209 | 0.036684 | 0.065924 | 0.054228 | 0.013158 | 0.16999 | 0 | 0.0086392 | 0.001462 | 0.003057 | 0.0082405 | 0.021399 | 0.051038 | 0.06074 | 0.036949 | 0.0053165 | 0.15404 | 0.0027911 | 0.018209 | 0.0017278 | 0.014222 | 0.0055823 | 0.042665
452255122244500 | mainstem | synoptic_3 | Clackamas River near Barton | 13.4 | 2033.1407 | 2011-09-09 | 11:30 | 980 | 16.1 | 56 | 10.5 | 105.8 | 7.9 | 1 | 1.5 | 0.74 | 0.8 | 0.228 | 1.028 | 22.179 | 0.0138 | 2 | 0.012023 | 0.011915 | 0.0095536 | 1.2585 | 0.058169 | 0.031073 | 0.027118 | 0.014847 | 0.036364 | 0.031888 | 0.025628 | 0.024844 | 1.3821 | 3.1545 | 0.02691 | 0.017539 | 0.032227 | 0.027934 | 0.028227 | 0.13284 | 20.258 | 13.2034 | 24.2606 | 21.0289 | 21.2491 | -- | 0.009 | 0.012 | 8.25 | 0.0025 | 0.001 | 0.002 | 0.0045 | 0.039 | 0.0435 | -- | 0.0474 | 0.0453 | 0.0232 | 0.0029 | 0.1188 | 0.1485 | 0 | 0.0096 | 0 | 0.0044 | 0.0034 | 0.0174 | 0.02175 | -- | 0.0841 | 0.0741 | 0.0307 | 0.0053 | 0.1942 | 0.18891 | 0.0032 | 0.0125 | 0.0011 | 0.0092 | 0.0045 | 0.0305 | 0.029669 | 0.39706 | 0.27651 | 0.11139 | 0.011475 | 0.79643 | 11.9464 | 0.28762 | 0 | 0.074452 | 0 | 0.02693 | 0.015607 | 0.11699 | 1.7548 | 0.70448 | 0.4523 | 0.1474 | 0.020971 | 1.3252 | 0.25589 | 0.033864 | 0.096943 | 0.0079166 | 0.056308 | 0.020657 | 0.21569 | 3.5965 | 1.7743 | 1918.1256 | 546.6658 | 2464.7914 | 21.5789 | 28.7719 | 19780.6704 | 5.9941 | 2.3977 | 4.7953 | 10.7895 | 93.5086 | 104.2981 | 113.6489 | 108.6139 | 55.6256 | 6.9532 | 284.8417 | 0 | 23.0175 | 0 | 10.5497 | 8.152 | 41.7192 | 201.643 | 177.6664 | 73.6081 | 12.7076 | 465.625 | 7.6725 | 29.9707 | 2.6374 | 22.0584 | 10.7895 | 73.1285 | 0.0017689 | 0.00087267 | 0.94343 | 0.26888 | 1.2123 | 0.010614 | 0.014151 | 9.7291 | 0.0029482 | 0.0011793 | 0.0023586 | 0.0053068 | 0.045992 | 0.051299 | 0.055898 | 0.053422 | 0.027359 | 0.0034199 | 0.1401 | 0 | 0.011321 | 0 | 0.0051889 | 0.0040096 | 0.02052 | 0.099178 | 0.087385 | 0.036204 | 0.0062502 | 0.22902 | 0.0037737 | 0.014741 | 0.0012972 | 0.010849 | 0.0053068 | 0.035968
452335122294500 | mainstem | synoptic_3 | Clackamas River at Carver | 7.9 | 2382.7891 | 2011-09-09 | 9:40 | 1000 | 15.3 | 67 | 10.2 | 102 | 7.75 | 1.1 | 1 | 0.84 | 0.8 | 0.118 | 0.918 | 12.854 | 0.0129 | 2 | 0.013598 | 0.012805 | 0.010018 | 1.3573 | 0.06192 | 0.034159 | 0.029339 | 0.016543 | 0.032454 | 0.030347 | 0.025789 | 0.027611 | 1.4313 | 3.6003 | 0.027268 | 0.019026 | 0.034331 | 0.031204 | 0.024966 | 0.13679 | 19.9335 | 13.9082 | 25.0967 | 22.8105 | 18.2511 | -- | 0.014 | 0.015 | 7.07 | 0.007 | 0.001 | 0.002 | 0.009 | 0.017 | 0.026 | -- | 0.0396 | 0.0645 | 0.031 | 0.0061 | 0.1411 | 0.17638 | 0 | 0.008 | 0 | 0.0038 | 0.0046 | 0.0164 | 0.0205 | -- | 0.0431 | 0.0459 | 0.0303 | 0.0047 | 0.124 | 0.13508 | 0 | 0.0111 | 0 | 0.0077 | 0.0045 | 0.0233 | 0.025381 | 0.33172 | 0.3937 | 0.14884 | 0.024136 | 0.8984 | 13.476 | 0.39546 | 0 | 0.062043 | 0 | 0.023258 | 0.021116 | 0.10642 | 1.5963 | 0.36104 | 0.28017 | 0.14548 | 0.018597 | 0.80528 | 0.35044 | 0 | 0.086085 | 0 | 0.047127 | 0.020657 | 0.15387 | 2.4466 | 2.0551 | 1957.271 | 288.6975 | 2245.9685 | 34.2522 | 36.6988 | 17297.3828 | 17.1261 | 2.4466 | 4.8932 | 22.0193 | 41.592 | 63.6113 | 96.8849 | 157.805 | 75.8443 | 14.9242 | 345.2137 | 0 | 19.5727 | 0 | 9.297 | 11.2543 | 40.1241 | 105.448 | 112.2984 | 74.1316 | 11.499 | 303.377 | 0 | 27.1571 | 0 | 18.8387 | 11.0096 | 57.0055 | 0.0010268 | 0.00086249 | 0.82142 | 0.12116 | 0.94258 | 0.014375 | 0.015402 | 7.2593 | 0.0071874 | 0.0010268 | 0.0020536 | 0.009241 | 0.017455 | 0.026696 | 0.04066 | 0.066227 | 0.03183 | 0.0062633 | 0.14488 | 0 | 0.0082142 | 0 | 0.0039017 | 0.0047232 | 0.016839 | 0.044254 | 0.047129 | 0.031111 | 0.0048258 | 0.12732 | 0 | 0.011397 | 0 | 0.0079062 | 0.0046205 | 0.023924
14211005 | mainstem | synoptic_3 | Clackamas River Water- Source water | 3.1 | 2429.4088 | 2011-09-09 | 9:00 | 863.63 | 16.8 | 66 | 9.3 | 95.93 | 7.5 | 0.5 | 0.6 | 0.89 | 0.9 | 0.175 | 1.075 | 16.2791 | 0.0144 | 2 | 0.010614 | 0.011752 | 0.0071052 | 1.4938 | 0.068969 | 0.037613 | 0.032137 | 0.017795 | 0.03633 | 0.033446 | 0.029341 | 0.030074 | 1.4412 | 3.5263 | 0.031128 | 0.020658 | 0.037918 | 0.033998 | 0.028684 | 0.15239 | 20.4271 | 13.5561 | 24.8832 | 22.3104 | 18.8232 | -- | 0.014 | 0.015 | 8.85 | 0.008 | 0.001 | 0.002 | 0.01 | 0.037 | 0.047 | -- | 0.0319 | 0.0487 | 0.0322 | 0.0062 | 0.119 | 0.13222 | 0 | 0.0094 | 0.001 | 0.0049 | 0.0048 | 0.0202 | 0.022444 | -- | 0.0657 | 0.0575 | 0.029 | 0.0047 | 0.1569 | 0.14595 | 0 | 0.0121 | 0 | 0.0094 | 0.0044 | 0.0258 | 0.024 | 0.26722 | 0.29726 | 0.1546 | 0.024532 | 0.74361 | 9.9148 | 0.43853 | 0 | 0.072901 | 0.0071969 | 0.02999 | 0.022034 | 0.13212 | 1.7616 | 0.55035 | 0.35098 | 0.13924 | 0.018597 | 1.0592 | 0.27495 | 0 | 0.093841 | 0 | 0.057532 | 0.020198 | 0.17157 | 1.2678 | 1.8805 | 1901.6527 | 369.7658 | 2271.4185 | 29.5813 | 31.6942 | 18699.5852 | 16.9036 | 2.1129 | 4.2259 | 21.1295 | 78.1791 | 99.3085 | 67.403 | 102.9005 | 68.0369 | 13.1003 | 251.4408 | 0 | 19.8617 | 2.1129 | 10.3534 | 10.1421 | 42.6815 | 138.8206 | 121.4945 | 61.2755 | 9.9309 | 331.5215 | 0 | 25.5667 | 0 | 19.8617 | 9.297 | 54.514 | 0.00052184 | 0.00077407 | 0.78276 | 0.1522 | 0.93497 | 0.012176 | 0.013046 | 7.6972 | 0.0069579 | 0.00086974 | 0.0017395 | 0.0086974 | 0.03218 | 0.040878 | 0.027745 | 0.042356 | 0.028006 | 0.0053924 | 0.1035 | 0 | 0.0081755 | 0.00086974 | 0.0042617 | 0.0041747 | 0.017569 | 0.057142 | 0.05001 | 0.025222 | 0.0040878 | 0.13646 | 0 | 0.010524 | 0 | 0.0081755 | 0.0038268 | 0.022439
14211023 | mainstem | synoptic_3 | City of Lake Oswego DWTP - Source water | 0.9 | 2434.5888 | 2011-09-09 | 9:30 | 896.56 | 16.7 | 66 | 9.4 | 96.76 | 7.6 | 0.5 | 0.5 | -- | 1 | 0.207 | 1.207 | 17.15 | 0.0144 | 2.2 | 0.013501 | 0.013172 | 0.0065837 | 2.0507 | 0.071135 | 0.037745 | 0.032919 | 0.017681 | 0.052595 | 0.037881 | 0.032502 | 0.029582 | 1.4285 | 2.973 | 0.03478 | 0.02019 | 0.038685 | 0.033548 | 0.03697 | 0.16417 | 21.1852 | 12.298 | 23.5638 | 20.4343 | 22.5188 | -- | 0.0035 | 0.012 | 7.64 | 0.015 | 0.001 | 0.002 | 0.017 | 0.041 | 0.058 | -- | 0.0411 | 0.0533 | 0.0326 | 0.0061 | 0.133 | 0.133 | 0 | 0.0093 | 0.001 | 0.0045 | 0.005 | 0.0198 | 0.0198 | -- | 0.0488 | 0.0517 | 0.0335 | 0.0055 | 0.1396 | 0.11566 | 0 | 0.0134 | 0.0012 | 0.0104 | 0.005 | 0.03 | 0.024855 | 0.34428 | 0.32534 | 0.15652 | 0.024136 | 0.85028 | 10.2034 | 0.38629 | 0 | 0.072125 | 0.0071969 | 0.027542 | 0.022952 | 0.12982 | 1.5578 | 0.40879 | 0.31557 | 0.16084 | 0.021762 | 0.90696 | 0.34808 | 0 | 0.10392 | 0.0086363 | 0.063653 | 0.022952 | 0.19916 | 1.0968 | -- | 2193.5137 | 454.0573 | 2647.571 | 7.6773 | 26.3222 | 16758.4443 | 32.9027 | 2.1935 | 4.387 | 37.2897 | 89.9341 | 127.2238 | 90.1534 | 116.9143 | 71.5085 | 13.3804 | 291.7373 | 0 | 20.3997 | 2.1935 | 9.8708 | 10.9676 | 43.4316 | 107.0435 | 113.4047 | 73.4827 | 12.0643 | 306.2145 | 0 | 29.3931 | 2.6322 | 22.8125 | 10.9676 | 65.8054 | 0.00045049 | -- | 0.90098 | 0.1865 | 1.0875 | 0.0031534 | 0.010812 | 6.8835 | 0.013515 | 0.00090098 | 0.001802 | 0.015317 | 0.03694 | 0.052257 | 0.03703 | 0.048022 | 0.029372 | 0.005496 | 0.11983 | 0 | 0.0083791 | 0.00090098 | 0.0040544 | 0.0045049 | 0.017839 | 0.043968 | 0.046581 | 0.030183 | 0.0049554 | 0.12578 | 0 | 0.012073 | 0.0010812 | 0.0093702 | 0.0045049 | 0.027029
451438122164001 | reservoir | surface (3.6) | Northfork Reservoir (algae grab sample) | 33.4 | 1730.1121 | 2011-09-08 | -- | -- | -- | -- | -- | -- | -- | -- | -- | -- | 2.5 | -- | -- | -- | 0.0368 | 1.32 | -- | -- | -- | -- | 0.30271 | 0.13344 | 0.088916 | 0.058447 | 0.39168 | 0.24566 | 0.13179 | 0.15256 | 2.2876 | 1.5451 | 0.02301 | 0.032396 | 0.24486 | 0.096402 | 0.30703 | 0.7037 | 3.2698 | 4.6036 | 34.7965 | 13.6993 | 43.6308 | -- | -- | -- | -- | -- | -- | -- | -- | -- | -- | -- | -- | -- | -- | -- | -- | -- | -- | -- | -- | -- | -- | -- | -- | -- | -- | -- | -- | -- | -- | -- | -- | -- | -- | -- | -- | -- | -- | -- | -- | -- | -- | -- | -- | -- | -- | -- | -- | -- | -- | -- | -- | -- | -- | -- | -- | -- | -- | -- | -- | -- | -- | -- | -- | -- | -- | -- | -- | -- | -- | -- | -- | -- | -- | -- | -- | -- | -- | -- | -- | -- | -- | -- | -- | -- | -- | -- | -- | -- | -- | -- | -- | -- | -- | -- | -- | -- | -- | -- | -- | -- | -- | -- | -- | -- | -- | -- | -- | -- | -- | -- | -- | -- | -- | -- | -- | -- | -- | -- | -- | -- | -- | -- | -- | -- | -- | -- | -- | -- | -- | -- | -- | -- | -- | -- | --
450156122033100 | mainstem | synoptic_4 | Clackamas River at Two Rivers C.G. | 57 | 406.6 | 2011-09-16 | 9:00 | 343 | 9.95 | 82 | 10.8 | 100.7 | 7.93 | 0.1 | 0.4 | 0.35 | 0.6 | 0.195 | 0.795 | 24.5283 | 0.0089 | 2.5 | 0.01484 | 0.013299 | 0.01118 | 1.3274 | 0.034361 | 0.019239 | 0.014338 | 0.01172 | 0.02919 | 0.015672 | 0.012299 | 0.0178 | 1.4126 | 3.3772 | 0.0099358 | 0.013218 | 0.021691 | 0.016904 | 0.016285 | 0.078034 | 12.7326 | 16.9387 | 27.7965 | 21.6628 | 20.8694 | -- | 0.02 | 0.015 | 9.94 | 0.0025 | 0.001 | 0.002 | 0.0045 | 0.018 | 0.0225 | -- | 0.0134 | 0.019 | 0.0184 | 0.0045 | 0.0554 | 0.092333 | 0 | 0.005 | 0 | 0.0023 | 0.0031 | 0.0104 | 0.017333 | -- | 0.0139 | 0.0218 | 0.0221 | 0.0047 | 0.0625 | 0.078616 | 0 | 0.0059 | 0 | 0.0039 | 0.0035 | 0.0134 | 0.016855 | 0.11225 | 0.11597 | 0.088343 | 0.017805 | 0.33437 | 6.6874 | 0.52672 | 0 | 0.038777 | 0 | 0.014077 | 0.01423 | 0.067084 | 1.3417 | 0.11644 | 0.13307 | 0.10611 | 0.018597 | 0.37421 | 0.55585 | 0 | 0.045757 | 0 | 0.02387 | 0.016067 | 0.085693 | 0.33567 | 0.29371 | 503.508 | 163.6401 | 667.1481 | 16.7836 | 12.5877 | 8341.4495 | 2.098 | 0.83918 | 1.6784 | 3.7763 | 15.1052 | 18.8816 | 11.245 | 15.9444 | 15.4409 | 3.7763 | 46.4906 | 0 | 4.1959 | 0 | 1.9301 | 2.6015 | 8.7275 | 11.6646 | 18.2941 | 18.5459 | 3.9441 | 52.4487 | 0 | 4.9512 | 0 | 3.2728 | 2.9371 | 11.245 | 0.00082556 | 0.00072236 | 1.2383 | 0.40246 | 1.6408 | 0.041278 | 0.030958 | 20.5151 | 0.0051597 | 0.0020639 | 0.0041278 | 0.0092875 | 0.03715 | 0.046438 | 0.027656 | 0.039214 | 0.037976 | 0.0092875 | 0.11434 | 0 | 0.010319 | 0 | 0.004747 | 0.0063981 | 0.021465 | 0.028688 | 0.044993 | 0.045612 | 0.0097003 | 0.12899 | 0 | 0.012177 | 0 | 0.0080492 | 0.0072236 | 0.027656
14209710 | mainstem | synoptic_4 | Clackamas River at Carter Bridge | 40.8 | 1538.4529 | 2011-09-16 | 10:00 | 858.3903 | 10.76 | 66 | 10.94 | 103.9 | 7.94 | 0.2 | 0.9 | 0.43 | 0.7 | 0.204 | 0.904 | 22.5664 | 0.0127 | 2.1429 | 0.015099 | 0.01355 | 0.013212 | 1.1428 | 0.052089 | 0.028421 | 0.020859 | 0.015298 | 0.021456 | 0.02187 | 0.018648 | 0.024371 | 1.373 | 4.1874 | 0.01861 | 0.017921 | 0.030661 | 0.024275 | 0.018538 | 0.11 | 16.9171 | 16.2914 | 27.8725 | 22.0671 | 16.8519 | -- | 0.011 | 0.012 | 7.48 | 0.0025 | 0.001 | 0.002 | 0.0045 | 0.0085 | 0.0145 | -- | 0.0241 | 0.0283 | 0.0221 | 0.0037 | 0.0783 | 0.11186 | 0 | 0.0073 | 0 | 0.0028 | 0.004 | 0.0141 | 0.020143 | -- | 0.026 | 0.0287 | 0.0217 | 0.0037 | 0.0802 | 0.088717 | 0 | 0.0084 | 0 | 0.0052 | 0.0035 | 0.0171 | 0.018916 | 0.20188 | 0.17274 | 0.10611 | 0.01464 | 0.49537 | 8.492 | 0.40566 | 0 | 0.056615 | 0 | 0.017137 | 0.018362 | 0.092114 | 1.5791 | 0.2178 | 0.17518 | 0.10419 | 0.01464 | 0.5118 | 0.38583 | 0 | 0.065146 | 0 | 0.031826 | 0.016067 | 0.11304 | 1.8901 | 0.90306 | 1470.0897 | 428.4261 | 1898.5159 | 23.1014 | 25.2015 | 15708.9586 | 5.2503 | 2.1001 | 4.2003 | 9.4506 | 17.8511 | 30.4519 | 50.6131 | 59.4336 | 46.4128 | 7.7705 | 164.44 | 0 | 15.3309 | 0 | 5.8804 | 8.4005 | 29.6118 | 54.6033 | 60.2737 | 45.5728 | 7.7705 | 168.4303 | 0 | 17.6411 | 0 | 10.9207 | 7.3504 | 35.9122 | 0.0012286 | 0.00058699 | 0.95556 | 0.27848 | 1.234 | 0.015016 | 0.016381 | 10.2109 | 0.0034127 | 0.0013651 | 0.0027302 | 0.0061429 | 0.011603 | 0.019794 | 0.032899 | 0.038632 | 0.030169 | 0.0050508 | 0.10689 | 0 | 0.0099652 | 0 | 0.0038223 | 0.0054604 | 0.019248 | 0.035492 | 0.039178 | 0.029622 | 0.0050508 | 0.10948 | 0 | 0.011467 | 0 | 0.0070985 | 0.0047778 | 0.023343
451438122164001 | reservoir | surface (3.6) | Northfork Reservoir | 33.4 | 1730.1121 | 2011-09-21 | 15:00 | -- | 15.94 | 64 | 9.95 | 102.6 | 7.66 | 1 | 1.6 | 1.4 | 0.8 | 0.271 | 1.071 | 25.3035 | 0.0147 | 1.875 | 0.017712 | 0.014501 | 0.012431 | 1.4249 | 0.046955 | 0.023742 | 0.022949 | 0.010887 | 0.030161 | 0.02878 | 0.022489 | 0.018041 | 1.3524 | 2.4265 | 0.025342 | 0.013134 | 0.02363 | 0.021716 | 0.026984 | 0.11081 | 22.8703 | 11.8531 | 21.3254 | 19.5986 | 24.3526 | -- | 0.009 | 0.009 | 7.66 | 0.0025 | 0.001 | 0.002 | 0.0045 | 0.028 | 0.0325 | -- | 0.0324 | 0.0329 | 0.0242 | 0.0038 | 0.0934 | 0.11675 | 0 | 0.0085 | 0 | 0.0038 | 0.0036 | 0.0159 | 0.019875 | -- | 0.0333 | 0.0336 | 0.0253 | 0.0039 | 0.096 | 0.089636 | 0 | 0.0095 | 0.001 | 0.0073 | 0.0035 | 0.0214 | 0.019981 | 0.27141 | 0.20082 | 0.11619 | 0.015036 | 0.60345 | 9.0518 | 0.35908 | 0 | 0.065921 | 0 | 0.023258 | 0.016526 | 0.1057 | 1.5856 | 0.27895 | 0.20509 | 0.12147 | 0.015431 | 0.62094 | 0.36122 | 0 | 0.073677 | 0.0071969 | 0.044679 | 0.016067 | 0.14162 | -- | -- | -- | -- | -- | -- | -- | -- | -- | -- | -- | -- | -- | -- | -- | -- | -- | -- | -- | -- | -- | -- | -- | -- | -- | -- | -- | -- | -- | -- | -- | -- | -- | -- | -- | -- | -- | -- | -- | -- | -- | -- | -- | -- | -- | -- | -- | -- | -- | -- | -- | -- | -- | -- | -- | -- | -- | -- | -- | -- | -- | -- | -- | -- | -- | -- | -- | -- | -- | -- | -- | --
451438122164002 | reservoir | metalimnion (9.9) | Northfork Reservoir | 33.4 | 1730.1121 | 2011-09-21 | 14:30 | -- | 14.92 | 67 | 9.76 | 98.5 | 7.62 | 0.5 | 2.1 | 2.53 | 0.8 | 0.299 | 1.099 | 27.2066 | 0.0144 | 2.625 | 0.015586 | 0.015345 | 0.013968 | 1.1159 | 0.053882 | 0.029681 | 0.026255 | 0.013308 | 0.02745 | 0.02642 | 0.022992 | 0.022463 | 1.3858 | 3.1686 | 0.025412 | 0.015772 | 0.029193 | 0.027353 | 0.023729 | 0.12146 | 20.922 | 12.9857 | 24.0349 | 22.5204 | 19.537 | -- | 0.009 | 0.009 | 9.22 | 0.0025 | 0.001 | 0.002 | 0.0045 | 0.024 | 0.0285 | -- | 0.0434 | 0.0391 | 0.02 | 0.0027 | 0.1052 | 0.1315 | 0 | 0.0108 | 0 | 0.0049 | 0.003 | 0.0187 | 0.023375 | -- | 0.0495 | 0.037 | 0.0217 | 0.0028 | 0.111 | 0.101 | 0 | 0.0114 | 0 | 0.0097 | 0.0029 | 0.024 | 0.021838 | 0.36355 | 0.23866 | 0.096025 | 0.010683 | 0.70892 | 10.6338 | 0.2781 | 0 | 0.083759 | 0 | 0.02999 | 0.013771 | 0.12752 | 1.9128 | 0.41465 | 0.22585 | 0.10419 | 0.011079 | 0.75576 | 0.25972 | 0 | 0.088412 | 0 | 0.059368 | 0.013312 | 0.16109 | -- | -- | -- | -- | -- | -- | -- | -- | -- | -- | -- | -- | -- | -- | -- | -- | -- | -- | -- | -- | -- | -- | -- | -- | -- | -- | -- | -- | -- | -- | -- | -- | -- | -- | -- | -- | -- | -- | -- | -- | -- | -- | -- | -- | -- | -- | -- | -- | -- | -- | -- | -- | -- | -- | -- | -- | -- | -- | -- | -- | -- | -- | -- | -- | -- | -- | -- | -- | -- | -- | -- | --
451438122164003 | reservoir | release (80) | Northfork Reservoir | 33.4 | 1730.1121 | 2011-09-21 | 14:00 | -- | 13.32 | 67 | 9.65 | 94 | 7.52 | 0.9 | 0.8 | 0.62 | 0.8 | 0.273 | 1.073 | 25.4427 | 0.015 | 2.125 | 0.013504 | 0.013036 | 0.012698 | 1.0635 | 0.055 | 0.030575 | 0.024561 | 0.015531 | 0.029087 | 0.024387 | 0.021764 | 0.024718 | 1.3913 | 3.6413 | 0.022597 | 0.018067 | 0.031176 | 0.027275 | 0.022002 | 0.12112 | 18.6571 | 14.9172 | 25.7402 | 22.5198 | 18.1657 | -- | 0.013 | 0.012 | 9.12 | 0.0025 | 0.001 | 0.002 | 0.0045 | 0.034 | 0.0385 | -- | 0.0728 | 0.0591 | 0.0291 | 0.0052 | 0.1662 | 0.20775 | 0 | 0.0091 | 0.001 | 0.0041 | 0.0044 | 0.0187 | 0.023375 | -- | 0.0532 | 0.0419 | 0.0239 | 0.0036 | 0.1227 | 0.11435 | 0 | 0.0112 | 0 | 0.0099 | 0.0035 | 0.0246 | 0.022926 | 0.60983 | 0.36074 | 0.13972 | 0.020575 | 1.1309 | 16.9629 | 0.26086 | 0 | 0.070574 | 0.0071969 | 0.025094 | 0.020198 | 0.12306 | 1.8459 | 0.44564 | 0.25575 | 0.11475 | 0.014244 | 0.83039 | 0.26894 | 0 | 0.086861 | 0 | 0.060592 | 0.016067 | 0.16352 | -- | -- | -- | -- | -- | -- | -- | -- | -- | -- | -- | -- | -- | -- | -- | -- | -- | -- | -- | -- | -- | -- | -- | -- | -- | -- | -- | -- | -- | -- | -- | -- | -- | -- | -- | -- | -- | -- | -- | -- | -- | -- | -- | -- | -- | -- | -- | -- | -- | -- | -- | -- | -- | -- | -- | -- | -- | -- | -- | -- | -- | -- | -- | -- | -- | -- | -- | -- | -- | -- | -- | --
14210000 | mainstem | synoptic_4 | Clackamas River at Estacada | 23.1 | 1761.1919 | 2011-09-22 | 9:00 | 942.67 | 13.6 | 65 | 10 | 97.2 | 7.4 | 1 | 0.8 | 1.03 | 0.8 | 0.228 | 1.028 | 22.179 | 0.0163 | 2.125 | 0.014233 | 0.01366 | 0.014699 | 0.96831 | 0.056821 | 0.031167 | 0.025937 | 0.014755 | 0.042973 | 0.028259 | 0.023045 | 0.024607 | 1.3926 | 2.8633 | 0.021862 | 0.017426 | 0.03239 | 0.028576 | 0.02985 | 0.1301 | 16.8034 | 13.3939 | 24.8952 | 21.9642 | 22.9433 | -- | 0.011 | 0.012 | 8.94 | 0.0025 | 0.001 | 0.002 | 0.0045 | 0.018 | 0.0225 | -- | 0.0489 | 0.0512 | 0.0299 | 0.0054 | 0.1353 | 0.16912 | 0 | 0.0091 | 0 | 0.004 | 0.0047 | 0.0178 | 0.02225 | -- | 0.0397 | 0.0547 | 0.0405 | 0.0088 | 0.1438 | 0.13988 | 0 | 0.0088 | 0.001 | 0.0062 | 0.0052 | 0.0212 | 0.020623 | 0.40962 | 0.31252 | 0.14356 | 0.021367 | 0.88707 | 13.306 | 0.33229 | 0 | 0.070574 | 0 | 0.024482 | 0.021575 | 0.11663 | 1.7495 | 0.33256 | 0.33388 | 0.19445 | 0.03482 | 0.89571 | 0.44478 | 0 | 0.068248 | 0.0071969 | 0.037947 | 0.02387 | 0.13726 | 1.8451 | 2.3755 | 1845.0607 | 525.8423 | 2370.903 | 25.3696 | 27.6759 | 20618.5532 | 5.7658 | 2.3063 | 4.6127 | 10.3785 | 41.5139 | 51.8923 | 112.7793 | 118.0839 | 68.9591 | 12.4542 | 312.0459 | 0 | 20.9876 | 0 | 9.2253 | 10.8397 | 41.0526 | 91.5611 | 126.156 | 93.4062 | 20.2957 | 331.6497 | 0 | 20.2957 | 2.3063 | 14.2992 | 11.9929 | 48.8941 | 0.0010476 | 0.0013488 | 1.0476 | 0.29857 | 1.3462 | 0.014405 | 0.015714 | 11.7072 | 0.0032738 | 0.0013095 | 0.0026191 | 0.0058929 | 0.023571 | 0.029464 | 0.064036 | 0.067048 | 0.039155 | 0.0070714 | 0.17718 | 0 | 0.011917 | 0 | 0.0052381 | 0.0061548 | 0.02331 | 0.051988 | 0.071631 | 0.053036 | 0.011524 | 0.18831 | 0 | 0.011524 | 0.0013095 | 0.0081191 | 0.0068095 | 0.027762
452255122244500 | mainstem | synoptic_4 | Clackamas River near Barton | 13.4 | 2033.1407 | 2011-09-22 | 12:00 | 968.67 | 14.5 | 65 | 10.9 | 107.2 | 8.02 | 1.5 | 1 | 0.67 | 1 | 0.209 | 1.209 | 17.287 | 0.0168 | 1.9 | 0.014304 | 0.013987 | 0.013267 | 1.0781 | 0.059729 | 0.032148 | 0.026725 | 0.016228 | 0.038628 | 0.033725 | 0.027223 | 0.026262 | 1.3846 | 2.9617 | 0.025119 | 0.01858 | 0.033739 | 0.028442 | 0.031287 | 0.13717 | 18.3126 | 13.5459 | 24.5971 | 20.7351 | 22.8094 | -- | 0.009 | 0.012 | 7.91 | 0.0025 | 0.001 | 0.002 | 0.0045 | 0.0085 | 0.0145 | -- | 0.0725 | 0.0555 | 0.0261 | 0.0037 | 0.1578 | 0.1578 | 0 | 0.0106 | 0 | 0.004 | 0.0038 | 0.0184 | 0.0184 | -- | 0.1303 | 0.0746 | 0.0274 | 0.0042 | 0.2366 | 0.1957 | 0.0038 | 0.0146 | 0 | 0.0111 | 0.0036 | 0.0331 | 0.027378 | 0.60731 | 0.33877 | 0.12531 | 0.01464 | 1.086 | 13.0324 | 0.24128 | 0 | 0.082208 | 0 | 0.024482 | 0.017444 | 0.12413 | 1.4896 | 1.0915 | 0.45535 | 0.13155 | 0.016618 | 1.695 | 0.17799 | 0.040213 | 0.11323 | 0 | 0.067937 | 0.016526 | 0.2379 | 2.3699 | 1.5879 | 2369.9372 | 495.3169 | 2865.254 | 21.3294 | 28.4392 | 18746.203 | 5.9248 | 2.3699 | 4.7399 | 10.6647 | 20.1445 | 34.3641 | 171.8204 | 131.5315 | 61.8554 | 8.7688 | 373.9761 | 0 | 25.1213 | 0 | 9.4797 | 9.0058 | 43.6068 | 308.8028 | 176.7973 | 64.9363 | 9.9537 | 560.7271 | 9.0058 | 34.6011 | 0 | 26.3063 | 8.5318 | 78.4449 | 0.0011657 | 0.00078099 | 1.1657 | 0.24362 | 1.4093 | 0.010491 | 0.013988 | 9.2203 | 0.0029141 | 0.0011657 | 0.0023313 | 0.0052454 | 0.0099081 | 0.016902 | 0.08451 | 0.064694 | 0.030424 | 0.0043129 | 0.18394 | 0 | 0.012356 | 0 | 0.0046626 | 0.0044295 | 0.021448 | 0.15188 | 0.086958 | 0.031939 | 0.0048957 | 0.27579 | 0.0044295 | 0.017019 | 0 | 0.012939 | 0.0041964 | 0.038583
452335122294500 | mainstem | synoptic_4 | Clackamas River at Carver | 7.9 | 2382.7891 | 2011-09-22 | 9:30 | 993.76 | 13.8 | 68 | 10.7 | 104 | 7.8 | 1.6 | 1 | 1.04 | 0.9 | 0.256 | 1.156 | 22.1453 | 0.0165 | 2.1111 | 0.014358 | 0.013825 | 0.015309 | 0.93789 | 0.066374 | 0.035779 | 0.029466 | 0.017904 | 0.0335 | 0.031935 | 0.027205 | 0.029437 | 1.425 | 3.6214 | 0.027325 | 0.020343 | 0.037247 | 0.032081 | 0.027619 | 0.14462 | 18.8947 | 14.0672 | 25.7561 | 22.1839 | 19.098 | -- | 0.012 | 0.012 | 8.61 | 0.01 | 0.001 | 0.002 | 0.012 | 0.026 | 0.038 | -- | 0.0417 | 0.0481 | 0.0317 | 0.0058 | 0.1274 | 0.14156 | 0.0024 | 0.0099 | 0 | 0.0039 | 0.0043 | 0.0205 | 0.022778 | -- | 0.1054 | 0.083 | 0.0307 | 0.0058 | 0.2248 | 0.19446 | 0 | 0.0105 | 0.001 | 0.0075 | 0.0048 | 0.0238 | 0.020588 | 0.34931 | 0.2936 | 0.1522 | 0.022949 | 0.81806 | 10.9074 | 0.3731 | 0 | 0.081432 | 0.0071969 | 0.045903 | 0.022034 | 0.15657 | 2.0876 | 0.88291 | 0.50663 | 0.1474 | 0.022949 | 1.5599 | 0.22845 | 0.025398 | 0.076779 | 0 | 0.02387 | 0.019739 | 0.14578 | 2.4313 | 2.5286 | 2188.1899 | 622.4185 | 2810.6083 | 29.1759 | 29.1759 | 20933.6832 | 24.3132 | 2.4313 | 4.8626 | 29.1759 | 63.2144 | 92.3902 | 101.3861 | 116.9466 | 77.0729 | 14.1017 | 309.7504 | 5.8352 | 24.0701 | 0 | 9.4822 | 10.4547 | 49.8421 | 256.2613 | 201.7997 | 74.6416 | 14.1017 | 546.5612 | 0 | 25.5289 | 2.4313 | 18.2349 | 11.6703 | 57.8655 | 0.0010204 | 0.0010612 | 0.91833 | 0.26121 | 1.1795 | 0.012244 | 0.012244 | 8.7854 | 0.010204 | 0.0010204 | 0.0020407 | 0.012244 | 0.02653 | 0.038774 | 0.042549 | 0.04908 | 0.032346 | 0.0059181 | 0.12999 | 0.0024489 | 0.010102 | 0 | 0.0039794 | 0.0043876 | 0.020918 | 0.10755 | 0.084691 | 0.031325 | 0.0059181 | 0.22938 | 0 | 0.010714 | 0.0010204 | 0.0076528 | 0.0048978 | 0.024285
14211005 | mainstem | synoptic_4 | Clackamas River Water- Source water | 3.1 | 2429.4088 | 2011-09-22 | 9:00 | 943.76 | 15.1 | 67 | 9.5 | 94.52 | 7.5 | 0.8 | 0.6 | 1.13 | 1 | 0.234 | 1.234 | 18.9627 | 0.0182 | 2.1 | 0.011309 | 0.012013 | 0.012926 | 0.87485 | 0.073413 | 0.040108 | 0.03235 | 0.019284 | 0.028305 | 0.031187 | 0.028659 | 0.0319 | 1.4508 | 3.9092 | 0.031194 | 0.022559 | 0.040919 | 0.035459 | 0.025973 | 0.15611 | 19.9829 | 14.4514 | 26.2128 | 22.7146 | 16.6383 | -- | 0.008 | 0.012 | 7.59 | 0.011 | 0.001 | 0.004 | 0.015 | 0.019 | 0.034 | -- | 0.0523 | 0.0605 | 0.0356 | 0.0074 | 0.1558 | 0.1558 | 0 | 0.0116 | 0.0012 | 0.0045 | 0.0052 | 0.0224 | 0.0224 | -- | 0.109 | 0.0679 | 0.0338 | 0.0062 | 0.2169 | 0.17577 | 0.0065 | 0.0201 | 0.0014 | 0.0154 | 0.0043 | 0.0477 | 0.038655 | 0.4381 | 0.36929 | 0.17092 | 0.02928 | 1.0076 | 12.0911 | 0.35928 | 0 | 0.089963 | 0.0086363 | 0.027542 | 0.02387 | 0.15001 | 1.8001 | 0.91307 | 0.41446 | 0.16228 | 0.024532 | 1.5143 | 0.21784 | 0.068785 | 0.15588 | 0.010076 | 0.094255 | 0.019739 | 0.34874 | 1.3854 | 2.6092 | 2308.9926 | 540.3043 | 2849.2969 | 18.4719 | 27.7079 | 17525.2542 | 25.3989 | 2.309 | 9.236 | 34.6349 | 43.8709 | 78.5057 | 120.7603 | 139.6941 | 82.2001 | 17.0865 | 359.7411 | 0 | 26.7843 | 2.7708 | 10.3905 | 12.0068 | 51.7214 | 251.6802 | 156.7806 | 78.044 | 14.3158 | 500.8205 | 15.0085 | 46.4108 | 3.2326 | 35.5585 | 9.9287 | 110.1389 | 0.00057026 | 0.001074 | 0.95043 | 0.2224 | 1.1728 | 0.0076035 | 0.011405 | 7.2138 | 0.010455 | 0.00095043 | 0.0038017 | 0.014257 | 0.018058 | 0.032315 | 0.049708 | 0.057501 | 0.033835 | 0.0070332 | 0.14808 | 0 | 0.011025 | 0.0011405 | 0.004277 | 0.0049423 | 0.02129 | 0.1036 | 0.064534 | 0.032125 | 0.0058927 | 0.20615 | 0.0061778 | 0.019104 | 0.0013306 | 0.014637 | 0.0040869 | 0.045336
14211023 | mainstem | synoptic_4 | City of Lake Oswego DWTP - Source water | 0.9 | 2434.5888 | 2011-09-22 | 10:00 | 930.15 | 14.9 | 67 | 9.8 | 97.08 | 7.6 | 1 | 0 | 1.15 | 0.9 | 0.208 | 1.108 | 18.7726 | 0.0179 | 2.2222 | 0.01228 | 0.012665 | 0.014487 | 0.84762 | 0.073661 | 0.040075 | 0.034311 | 0.019719 | 0.033725 | 0.034949 | 0.031901 | 0.031975 | 1.4405 | 3.6832 | 0.03531 | 0.022563 | 0.040704 | 0.03512 | 0.03013 | 0.16383 | 21.5533 | 13.7724 | 24.8457 | 21.4374 | 18.3912 | -- | 0.0035 | 0.012 | 8.64 | 0.013 | 0.001 | 0.002 | 0.015 | 0.0085 | 0.0145 | -- | 0.0537 | 0.0539 | 0.0377 | 0.0067 | 0.152 | 0.16889 | 0 | 0.0109 | 0.0011 | 0.0077 | 0.0052 | 0.0248 | 0.027556 | -- | 0.1122 | 0.0735 | 0.0315 | 0.0058 | 0.223 | 0.20126 | 0.0032 | 0.0122 | 0.001 | 0.004 | 0.0051 | 0.0254 | 0.022924 | 0.44983 | 0.329 | 0.18101 | 0.02651 | 0.98635 | 13.1513 | 0.35209 | 0 | 0.084534 | 0.0079166 | 0.047127 | 0.02387 | 0.16345 | 2.1793 | 0.93987 | 0.44864 | 0.15124 | 0.022949 | 1.5627 | 0.21198 | 0.033864 | 0.094616 | 0.0071969 | 0.024482 | 0.023411 | 0.18357 | -- | 2.617 | 2048.1251 | 473.3445 | 2521.4696 | 7.9649 | 27.3083 | 19662.0011 | 29.584 | 2.2757 | 4.5514 | 34.1354 | 19.3434 | 32.9976 | 122.2048 | 122.6599 | 85.7937 | 15.2472 | 345.9056 | 0 | 24.8051 | 2.5033 | 17.5228 | 11.8336 | 56.4372 | 255.3329 | 167.2636 | 71.6844 | 13.199 | 507.4799 | 7.2822 | 27.7635 | 2.2757 | 9.1028 | 11.606 | 57.8026 | -- | 0.0010749 | 0.84126 | 0.19442 | 1.0357 | 0.0032716 | 0.011217 | 8.0761 | 0.012152 | 0.00093473 | 0.0018695 | 0.014021 | 0.0079452 | 0.013554 | 0.050195 | 0.050382 | 0.035239 | 0.0062627 | 0.14208 | 0 | 0.010189 | 0.0010282 | 0.0071975 | 0.0048606 | 0.023181 | 0.10488 | 0.068703 | 0.029444 | 0.0054215 | 0.20845 | 0.0029912 | 0.011404 | 0.00093473 | 0.0037389 | 0.0047671 | 0.023742

## G2.Finished water data
Appendix Table G2. Dataset including carbon, optical properties, and DBP concentrations in finished water from the Clackamas River Water and City of Lake Oswego DWTPs, 2010-11.
|  |  | Carbon and Optical Properties | [12 empty] | PARAFAC | [10 empty] | DBPs in Finished Water
|  |  | Dissolved organic carbon, in milligrams per liter | Absorb-ance at 254 nm, in per centimeter | Specific Ultraviolet absorbance at 254 nm, in per meter | Fluor-escence Peak A, in raman units | Fluor-escence Peak C, in raman units | Fluor-escence Peak M, in raman units | Fluor-escence Peak D, in raman units | Fluor-escence Peak B, in raman units | Fluor-escence Peak T, in raman units | Fluor-escence Peak N, in raman units | Fluor-escence FDOM, in raman units | Fluor-escence Index Value, unitless | Humification index, unitless | Component 1, in fluorescence maximum values | Component 2, in fluorescence maximum values | Component 3, in fluorescence maximum values | Component 4, in fluorescence maximum values | Component 5, in fluorescence maximum values | Total component fluorescence | Percentage of component 1 | Percentage of component 2 | Percentage of component 3 | Percentage of component 4 | Percentage of component 5 | Chloro-form, in milligrams per liter | Bromo-dichloro-methane, in milligrams per liter | Dibromo-chloro-methane, in milligrams per liter | Bromo-form, in milligrams per liter | Total trihalo-methanes, in milligrams per liter | Monochloro-acetic acid, in milligrams per liter | Dichloro-acetic acid, in milligrams per liter | Monobromo-acetic acid, in milligrams per liter | Trichloro-acetic acid, in milligrams per liter | Dibromo-acetic acid, in milligrams per liter | Total haloacetic acids, in milligrams per liter
|  |  | DOC | A254 | SUVA | Peak A ex260/ em450 | Peak C ex340/ em440 | Peak M ex300/ em390 | Peak D ex390/ em510 | Peak B ex270/ em306 | Peak T ex270/ em340 | Peak N ex280/ em370 | fDOM ex370/ em460 | Fl Index 2005 | Humic Index | Comp 1 | Comp 2 | Comp 3 | Comp 4 | Comp 5 | Total CL | %Comp 1 | %Comp 2 | %Comp 3 | %Comp 4 | %Comp 5 | Chloro-form | Bromo-dichloro-methane | Dibromo-chloro-methane | Bromo-form | Total trihalo-methanes | Mono-chloro-acetic acid | Dichloro-acetic acid | Mono-bromo-acetic acid | Trichloro-acetic acid | Dibromo-acetic acid | Total Halo-acetic acids
Station Name | Date | Time | DOC | A254 | SUVA | PEAK_A | PEAK_C | PEAK_M | PEAK_D | PEAK_B | PEAK_T | PEAK_N | FDOM | FI | HI | C1 | C2 | C3 | C4 | C5 | Total C Loading | % C1 | % C2 | % C3 | % C4 | % C5 | CHCl3 | CHBrCl2 | CHBr2Cl | CHBr3 | THM4 | MCAA | DCAA | MBAA | TCAA | DBAA | HAA5
Clackamas River Water DWTP - Finished | 2010-04-14 | 13:45 | 1.1 | 0.0101 | 0.91818 | 0.031372 | 0.012922 | 0.012769 | 0.003662 | 0.032376 | 0.024759 | 0.012629 | 0.007983 | 1.557 | 1.8686 | 0.023344 | 0.0021903 | 0.015413 | 0.0088405 | 0.01945 | 0.069238 | 33.7156 | 3.1634 | 22.2606 | 12.7683 | 28.0921 | 0.0179 | 0.001 | 0 | 0 | 0.0189 | 0 | 0.0116 | 0 | 0.0115 | 0 | 0.0231
City of Lake Oswego DWTP - Finished | 2010-04-14 | 15:00 | 1 | 0.0084 | 0.9 | 0.025683 | 0.009819 | 0.01001 | 0.002907 | 0.022989 | 0.022417 | 0.01091 | 0.006337 | 1.5744 | 1.7352 | 0.02007 | 0.0015217 | 0.012332 | 0.0062712 | 0.016294 | 0.056489 | 35.5295 | 2.6938 | 21.8305 | 11.1018 | 28.8444 | 0.0236 | 0.0011 | 0 | 0 | 0.0247 | 0 | 0.0112 | 0 | 0.0102 | 0 | 0.0214
Clackamas River Water DWTP - Finished | 2010-05-12 | 11:30 | 0.9 | 0.0075 | 1.1111 | 0.030226 | 0.014809 | 0.012381 | 0.003558 | 0.010684 | 0.006918 | 0.008414 | 0.008052 | 1.5846 | 5.3942 | 0.021159 | 0.0030252 | 0.015107 | 0.010693 | 0.0026216 | 0.052606 | 40.2222 | 5.7508 | 28.7172 | 20.3263 | 4.9836 | 0.0215 | 0.0011 | 0 | 0 | 0.0226 | 0 | 0.0111 | 0 | 0.0114 | 0 | 0.0225
City of Lake Oswego DWTP - Finished | 2010-05-12 | 13:10 | 0.9 | 0.0062 | 1.1111 | 0.021171 | 0.009158 | 0.009498 | 0.002118 | 0.023342 | 0.009937 | 0.008539 | 0.004999 | 1.5128 | 2.1071 | 0.017264 | 0.0014469 | 0.010156 | 0.0064625 | 0.010661 | 0.04599 | 37.539 | 3.1462 | 22.0824 | 14.052 | 23.1804 | 0.025 | 0.0011 | 0 | 0 | 0.0261 | 0 | 0.0126 | 0 | 0.0114 | 0 | 0.024
Clackamas River Water DWTP - Finished | 2010-06-05 | 12:50 | 1.1 | 0.0054 | 0.72727 | 0.046333 | 0.025128 | 0.020672 | 0.006732 | 0.023763 | 0.010453 | 0.012732 | 0.014401 | 1.5725 | 5.8935 | 0.028517 | 0.0055932 | 0.024312 | 0.020403 | 0.0068801 | 0.085705 | 33.2738 | 6.5261 | 28.3671 | 23.8055 | 8.0276 | 0.0243 | 0 | 0 | 0 | 0.0243 | 0 | 0.017 | 0 | 0.0148 | 0 | 0.0318
City of Lake Oswego DWTP - Finished | 2010-06-05 | 13:40 | 1.1 | 0.0054 | 0.54545 | 0.036904 | 0.019388 | 0.016745 | 0.004736 | 0.022568 | 0.008737 | 0.010246 | 0.010922 | 1.6112 | 5.5894 | 0.025152 | 0.0034723 | 0.018969 | 0.015291 | 0.006119 | 0.069003 | 36.4506 | 5.0321 | 27.4901 | 22.1595 | 8.8678 | 0.0359 | 0.0012 | 0 | 0 | 0.0371 | 0 | 0.0203 | 0 | 0.0171 | 0 | 0.0374
Clackamas River Water DWTP - Finished | 2010-07-08 | 11:50 | 0.8 | 0.0023 | 1.375 | 0.022383 | 0.009508 | 0.009721 | 0.002684 | 0.016228 | 0.007737 | 0.007437 | 0.005814 | 1.5671 | 2.4008 | 0.015921 | 0.0020985 | 0.0096748 | 0.0076211 | 0.0071308 | 0.042446 | 37.5082 | 4.944 | 22.7932 | 17.9548 | 16.7998 | 0.0148 | 0.0014 | 0 | 0 | 0.0162 | 0 | 0.0085 | 0 | 0.0085 | 0 | 0.017
City of Lake Oswego DWTP - Finished | 2010-07-08 | 13:10 | 0.8 | 0.0024 | 1.125 | 0.023167 | 0.009063 | 0.009691 | 0.002386 | 0.030718 | 0.007931 | 0.007288 | 0.00548 | 1.5353 | 2.5338 | 0.014689 | 0.0016923 | 0.010665 | 0.0076899 | 0.011037 | 0.045773 | 32.0912 | 3.6973 | 23.299 | 16.8002 | 24.1124 | 0.0202 | 0.0018 | 0 | 0 | 0.022 | 0 | 0.0084 | 0.0012 | 0.0073 | 0 | 0.0169
Clackamas River Water DWTP - Finished | 2010-08-03 | 11:30 | 0.8 | 0.0031 | 1 | 0.023565 | 0.010692 | 0.009187 | 0.002787 | 0.01666 | 0.005717 | 0.006185 | 0.006228 | 1.5898 | 3.3015 | 0.014905 | 0.0022692 | 0.011971 | 0.0079686 | 0.0055797 | 0.042694 | 34.9116 | 5.3151 | 28.04 | 18.6644 | 13.069 | 0.0141 | 0.0019 | 0 | 0 | 0.016 | 0 | 0.0077 | 0 | 0.0069 | 0 | 0.0146
City of Lake Oswego DWTP - Finished | 2010-08-03 | 13:10 | 0.9 | 0.007 | 0.88889 | 0.024769 | 0.010876 | 0.010162 | 0.003037 | 0.014796 | 0.005781 | 0.006871 | 0.006493 | 1.6125 | 3.6917 | 0.01693 | 0.0026785 | 0.012192 | 0.0081598 | 0.005286 | 0.045246 | 37.4167 | 5.9199 | 26.9464 | 18.0343 | 11.6827 | 0.0173 | 0.0023 | 0 | 0 | 0.0196 | 0 | 0.0074 | 0 | 0.0059 | 0 | 0.0133
Clackamas River Water DWTP - Finished | 2010-09-07 | 12:00 | 0.8 | 0.0082 | 1 | 0.032185 | 0.01335 | 0.012667 | 0.003575 | 0.03721 | 0.010651 | 0.00923 | 0.008078 | 1.5622 | 3.3046 | 0.022276 | 0.0023029 | 0.0173 | 0.0099712 | 0.0129 | 0.06475 | 34.4034 | 3.5566 | 26.7183 | 15.3995 | 19.9222 | 0.0155 | 0.0019 | 0 | 0 | 0.0174 | 0 | 0.0085 | 0.0013 | 0.0074 | 0 | 0.0172
City of Lake Oswego DWTP - Finished | 2010-09-07 | 13:10 | 0.8 | 0.0041 | 1.125 | 0.025184 | 0.009666 | 0.009043 | 0.002817 | 0.01812 | 0.006737 | 0.007258 | 0.006133 | 1.5859 | 3.3496 | 0.019817 | 0.0018542 | 0.01275 | 0.0058863 | 0.006115 | 0.046423 | 42.6885 | 3.9943 | 27.4652 | 12.6797 | 13.1723 | 0.0157 | 0.0019 | 0 | 0 | 0.0176 | 0 | 0.009 | 0.0011 | 0.0068 | 0 | 0.0169
Clackamas River Water DWTP - Finished | 2010-10-05 | 11:30 | 1.1 | 0.0114 | 1 | 0.038074 | 0.018571 | 0.018593 | 0.004839 | 0.018101 | 0.00939 | 0.011103 | 0.01075 | 1.5415 | 4.924 | 0.024392 | 0.0048116 | 0.017676 | 0.016674 | 0.0068477 | 0.070402 | 34.6471 | 6.8345 | 25.1076 | 23.6842 | 9.7266 | 0.0297 | 0.0034 | 0 | 0 | 0.0331 | 0 | 0.0105 | 0 | 0.0154 | 0 | 0.0259
City of Lake Oswego DWTP - Finished | 2010-10-05 | 13:10 | 1 | 0.0081 | 0.8 | 0.027342 | 0.011756 | 0.010765 | 0.002919 | 0.003159 | 0.004921 | 0.006944 | 0.006908 | 1.5497 | 7.3174 | 0.019289 | 0.0029907 | 0.012095 | 0.0087547 | 0.00047868 | 0.043608 | 44.2328 | 6.8582 | 27.7354 | 20.0759 | 1.0977 | 0.0221 | 0.0023 | 0 | 0 | 0.0244 | 0 | 0.01 | 0 | 0.009 | 0 | 0.019
Clackamas River Water DWTP - Finished | 2010-10-10 | 12:25 | 1.1 | 0.0112 | 1.0909 | 0.068078 | 0.028633 | 0.030071 | 0.007069 | 0.031147 | 0.020358 | 0.026932 | 0.016172 | 1.5759 | 4.4252 | 0.064255 | 0.0051603 | 0.028834 | 0.019194 | 0.01431 | 0.13175 | 48.7687 | 3.9167 | 21.8847 | 14.5684 | 10.8615 | 0.0229 | 0.0024 | 0 | 0 | 0.0253 | 0 | 0.0091 | 0 | 0.0111 | 0 | 0.0202
City of Lake Oswego DWTP - Finished | 2010-10-10 | 15:10 | 1.2 | 0.0107 | 0.91667 | 0.037658 | 0.015874 | 0.033297 | 0.003876 | 0.029185 | 0.037712 | 0.025828 | 0.008788 | 1.5471 | 1.6967 | 0.042447 | 0.0030409 | 0.0099742 | 0.018313 | 0.027944 | 0.10172 | 41.7293 | 2.9896 | 9.8057 | 18.0032 | 27.4723 | 0.0233 | 0.0023 | 0 | 0 | 0.0256 | 0 | 0.0106 | 0 | 0.0107 | 0 | 0.0213
Clackamas River Water DWTP - Finished | 2010-11-01 | 11:30 | 1.2 | 0.0146 | 1.0833 | 0.069467 | 0.038212 | 0.031954 | 0.012111 | 0.031317 | 0.024228 | 0.024597 | 0.02476 | 1.5793 | 3.9163 | 0.042195 | 0.010244 | 0.037483 | 0.030683 | 0.018467 | 0.13907 | 30.3404 | 7.3661 | 26.952 | 22.0626 | 13.2789 | 0.0247 | 0.0014 | 0 | 0 | 0.0261 | 0 | 0.0134 | 0.0012 | 0.0141 | 0 | 0.0287
City of Lake Oswego DWTP - Finished | 2010-11-01 | 13:10 | 1.2 | 0.0162 | 0.91667 | 0.073638 | 0.036359 | 0.031821 | 0.013297 | 0.022997 | 0.02288 | 0.024968 | 0.026566 | 1.5847 | 3.7265 | 0.050848 | 0.0092863 | 0.039903 | 0.026996 | 0.016211 | 0.14324 | 35.4973 | 6.4828 | 27.8565 | 18.8464 | 11.317 | 0.038 | 0.0023 | 0 | 0 | 0.0403 | 0 | 0.0193 | 0.0013 | 0.0204 | 0 | 0.041
Clackamas River Water DWTP DWTP - Distribution Sample | 2010-11-02 | -- | 1.3 | 0.0157 | 0.92308 | 0.086196 | 0.044755 | 0.041168 | 0.014148 | 0.006975 | 0.017215 | 0.028722 | 0.028333 | 1.5556 | 6.0478 | 0.059846 | 0.014411 | 0.040516 | 0.038612 | 0.0055788 | 0.15896 | 37.6477 | 9.0656 | 25.4876 | 24.2897 | 3.5095 | 0.0459 | 0.0034 | 0 | 0 | 0.0493 | 0 | 0.0113 | 0.0016 | 0.0329 | 0 | 0.0458
City of Lake Oswego DWTP - Distribution Sample | 2010-11-02 | -- | 1.3 | 0.0139 | 0.76923 | 0.071356 | 0.039566 | 0.047167 | 0.012084 | 0.032442 | 0.023324 | 0.030084 | 0.024324 | 1.5693 | 3.5449 | 0.050672 | 0.011075 | 0.031773 | 0.040661 | 0.020178 | 0.15436 | 32.8275 | 7.1746 | 20.584 | 26.3416 | 13.0724 | 0.045 | 0.0032 | 0 | 0 | 0.0482 | 0 | 0.0215 | 0.0012 | 0.0331 | 0 | 0.0558
Clackamas River Water DWTP - Finished | 2010-12-07 | 11:30 | 1 | 0.0117 | 1.1 | 0.051784 | 0.02669 | 0.022455 | 0.007581 | 0.011223 | 0.020227 | 0.019734 | 0.01643 | 1.5482 | 3.2619 | 0.036079 | 0.0067754 | 0.025693 | 0.019958 | 0.012606 | 0.10111 | 35.6825 | 6.701 | 25.4106 | 19.7386 | 12.4673 | 0.0201 | 0.0014 | 0 | 0 | 0.0215 | 0 | 0.0106 | 0 | 0.015 | 0 | 0.0256
City of Lake Oswego DWTP - Finished | 2010-12-07 | 13:10 | 1 | 0.0088 | 1.1 | 0.041723 | 0.017153 | 0.013596 | 0.006928 | 0.004373 | 0.011499 | 0.012138 | 0.01355 | 1.5553 | 4.2517 | 0.031926 | 0.0035345 | 0.023067 | 0.0089676 | 0.00448 | 0.071974 | 44.3572 | 4.9107 | 32.0483 | 12.4594 | 6.2245 | 0.023 | 0.0015 | 0 | 0 | 0.0245 | 0 | 0.01 | 0 | 0.0091 | 0 | 0.0191
Clackamas River Water DWTP - Finished | 2011-01-18 | 11:30 | 1.3 | 0.0133 | 1.1538 | 0.049512 | 0.025649 | 0.023418 | 0.006279 | 0.024484 | 0.019841 | 0.018613 | 0.014581 | 1.6349 | 2.8173 | 0.036684 | 0.0043294 | 0.024817 | 0.01963 | 0.016091 | 0.10155 | 36.1234 | 4.2632 | 24.4379 | 19.3302 | 15.8453 | 0.0378 | 0.0012 | 0 | 0 | 0.039 | 0 | 0.0199 | 0 | 0.0211 | 0 | 0.041
City of Lake Oswego DWTP - Finished | 2011-01-18 | 13:10 | 1.1 | 0.0099 | 1.1818 | 0.038682 | 0.016404 | 0.014292 | 0.004589 | 0.018852 | 0.014233 | 0.012071 | 0.010615 | 1.6471 | 3.4115 | 0.031534 | 0.0016468 | 0.021121 | 0.0095412 | 0.010222 | 0.074065 | 42.5759 | 2.2235 | 28.5173 | 12.8821 | 13.8012 | 0.0266 | 0.0011 | 0 | 0 | 0.0277 | 0 | 0.0162 | 0 | 0.0144 | 0 | 0.0306
Clackamas River Water DWTP - Finished | 2011-02-16 | 11:30 | 1 | 0.0107 | 1.1 | 0.043593 | 0.018334 | 0.01408 | 0.008364 | 0.00143 | 0.006605 | 0.010371 | 0.015551 | 1.5616 | 5.9188 | 0.028991 | 0.0045535 | 0.026078 | 0.010672 | 0.0005943 | 0.070888 | 40.8963 | 6.4234 | 36.7877 | 15.0541 | 0.83836 | 0.0234 | 0.0014 | 0 | 0 | 0.0249 | 0 | 0.0096 | 0 | 0.0087 | 0 | 0.0183
City of Lake Oswego DWTP - Finished | 2011-02-16 | 13:10 | 0.9 | 0.011 | 1.2222 | 0.029629 | 0.011803 | 0.009071 | 0.004222 | 0.000343 | 0.005609 | 0.007053 | 0.009026 | 1.6057 | 4.5342 | 0.023564 | 0.0023835 | 0.016454 | 0.0057485 | 0.0006406 | 0.048791 | 48.2966 | 4.8852 | 33.7233 | 11.7819 | 1.313 | 0.0229 | 0.0012 | 0 | 0 | 0.0242 | 0 | 0.0087 | 0 | 0.0103 | 0 | 0.0191
Clackamas River Water DWTP - Finished | 2011-03-16 | 11:30 | 0.9 | 0.0127 | 1.7778 | 0.053507 | 0.025747 | 0.01935 | 0.008198 | 0.013802 | 0.014985 | 0.01561 | 0.017377 | 1.6167 | 3.8823 | 0.035902 | 0.0055052 | 0.029709 | 0.016495 | 0.0092164 | 0.096828 | 37.0782 | 5.6856 | 30.6825 | 17.0355 | 9.5183 | 0.0273 | 0.0014 | 0 | 0 | 0.0287 | 0 | 0.0132 | 0 | 0.0143 | 0 | 0.0275
City of Lake Oswego DWTP - Finished | 2011-03-16 | 13:10 | 0.8 | 0.0108 | 1.375 | 0.040422 | 0.015007 | 0.012644 | 0.006409 | 0.006781 | 0.008855 | 0.011 | 0.012225 | 1.5551 | 4.1057 | 0.031697 | 0.0027903 | 0.022052 | 0.0071675 | 0.0037919 | 0.067498 | 46.9592 | 4.1339 | 32.6704 | 10.6187 | 5.6177 | 0.02 | 0.001 | 0 | 0 | 0.021 | 0 | 0.0091 | 0 | 0.0102 | 0 | 0.0193
Clackamas River Water DWTP - Finished | 2011-04-19 | 11:30 | 0.8 | 0.0052 | 1.375 | 0.03239 | 0.014655 | 0.012827 | 0.005081 | 0.00447 | 0.008344 | 0.010082 | 0.010663 | 1.5392 | 4.1482 | 0.024508 | 0.0029991 | 0.017366 | 0.0095134 | 0.0030687 | 0.057455 | 42.656 | 5.2199 | 30.225 | 16.558 | 5.3411 | 0.0232 | 0 | 0 | 0 | 0.0232 | 0 | 0.0116 | 0 | 0.0115 | 0 | 0.0231
City of Lake Oswego DWTP - Finished | 2011-04-19 | 13:10 | 0.8 | 0.0048 | 1.125 | 0.025989 | 0.011614 | 0.010402 | 0.003089 | 0.001805 | 0.006493 | 0.008151 | 0.007943 | 1.6537 | 4.2143 | 0.021749 | 0.0017493 | 0.013445 | 0.0069861 | 0.0016802 | 0.04561 | 47.6859 | 3.8355 | 29.4776 | 15.3172 | 3.6839 | 0.0213 | 0.001 | 0 | 0 | 0.0224 | 0 | 0.0119 | 0 | 0.0114 | 0 | 0.0232
Clackamas River Water DWTP - Finished | 2011-05-24 | 11:30 | 0.7 | 0.0064 | 1 | 0.026117 | 0.011684 | 0.00952 | 0.003025 | 0.016673 | 0.007302 | 0.006911 | 0.006974 | 1.588 | 3.3791 | 0.016887 | 0.0020747 | 0.013652 | 0.0080493 | 0.0071301 | 0.047794 | 35.334 | 4.3409 | 28.5648 | 16.8419 | 14.9185 | 0.0155 | 0.001 | 0 | 0 | 0.0165 | 0 | 0.0077 | 0 | 0.0081 | 0 | 0.0157
City of Lake Oswego DWTP - Finished | 2011-05-24 | 13:10 | 0.7 | 0.0034 | 1 | 0.01637 | 0.006658 | 0.00634 | 0.00216 | 0.018527 | 0.007301 | 0.005473 | 0.00461 | 1.5644 | 1.9924 | 0.012321 | 0.0010659 | 0.0090247 | 0.0041847 | 0.0077361 | 0.034333 | 35.888 | 3.1045 | 26.286 | 12.1887 | 22.5327 | 0.0191 | 0.0012 | 0 | 0 | 0.0203 | 0 | 0.0075 | 0 | 0.0075 | 0 | 0.015
Clackamas River Water DWTP - Finished | 2011-06-29 | 11:50 | 0.7 | 0.0011 | 1 | 0.025432 | 0.011137 | 0.009334 | 0.003177 | 0.002366 | 0.004389 | 0.006644 | 0.007038 | 1.4953 | 4.863 | 0.017747 | 0.0024302 | 0.012278 | 0.0075773 | 0.0010063 | 0.041039 | 43.245 | 5.9217 | 29.9179 | 18.4634 | 2.452 | 0.0204 | 0.0013 | 0 | 0 | 0.0217 | 0 | 0.0104 | 0 | 0.0122 | 0 | 0.0226
City of Lake Oswego DWTP - Finished | 2011-06-29 | 13:10 | 0.8 | 0.0053 | 1 | 0.022314 | 0.008896 | 0.008016 | 0.002108 | 0.005139 | 0.004844 | 0.005785 | 0.005168 | 1.6011 | 4.3949 | 0.017093 | 0.0018021 | 0.010174 | 0.0058265 | 0.0018546 | 0.03675 | 46.5117 | 4.9038 | 27.6835 | 15.8545 | 5.0466 | 0.0219 | 0.0015 | 0 | 0 | 0.0234 | 0 | 0.0091 | 0 | 0.0093 | 0 | 0.0184
Clackamas River Water DWTP - Finished | 2011-08-02 | 11:30 | 0.7 | 0.0073 | 1 | 0.023477 | 0.009499 | 0.00909 | 0.002994 | 0.010704 | 0.007352 | 0.007451 | 0.006442 | 1.5761 | 2.7318 | 0.017891 | 0.0020619 | 0.011479 | 0.0065178 | 0.0062335 | 0.044183 | 40.4919 | 4.6668 | 25.9813 | 14.7517 | 14.1084 | 0.0161 | 0.0019 | 0 | 0 | 0.018 | 0 | 0.0081 | 0 | 0.0095 | 0 | 0.0176
City of Lake Oswego DWTP - Finished | 2011-08-02 | 13:10 | 0.9 | 0.0076 | 1 | 0.020912 | 0.008028 | 0.008271 | 0.002092 | 0.005342 | 0.005829 | 0.006948 | 0.004515 | 1.5033 | 2.9727 | 0.017368 | 0.0018614 | 0.00876 | 0.0055598 | 0.0039124 | 0.037462 | 46.3621 | 4.9688 | 23.3839 | 14.8414 | 10.4438 | 0.021 | 0.0023 | 0 | 0 | 0.0233 | 0 | 0.0122 | 0 | 0.0113 | 0 | 0.0235
Clackamas River Water DWTP - Finished | 2011-09-09 | 10:30 | 0.9 | 0.0049 | 1.6667 | 0.026909 | 0.011219 | 0.010821 | 0.002796 | 0.018601 | 0.009304 | 0.008859 | 0.006326 | 1.6139 | 2.1166 | 0.020646 | 0.0019381 | 0.013171 | 0.0080729 | 0.010048 | 0.053877 | 38.3214 | 3.5973 | 24.447 | 14.9839 | 18.6504 | 0.0234 | 0.0033 | 0 | 0 | 0.0267 | 0 | 0.0072 | 0 | 0.0101 | 0 | 0.0172
City of Lake Oswego DWTP - Finished | 2011-09-09 | 11:00 | 0.8 | 0.003 | 0.625 | 0.020681 | 0.007695 | 0.00748 | 0.002731 | 0.015021 | 0.00776 | 0.006565 | 0.005408 | 1.5805 | 2.7297 | 0.015415 | 0.0016345 | 0.010644 | 0.0047426 | 0.006961 | 0.039397 | 39.1274 | 4.1489 | 27.0166 | 12.0381 | 17.669 | 0.0134 | 0.002 | 0 | 0 | 0.0154 | 0 | 0.006 | 0 | 0.0051 | 0 | 0.0111
Clackamas River Water DWTP - Finished | 2011-09-22 | 10:30 | 0.8 | 0.0058 | 1.125 | 0.028579 | 0.011919 | 0.010517 | 0.004301 | 0.022876 | 0.010085 | 0.008459 | 0.008642 | 1.5381 | 3.183 | 0.019442 | 0.0026935 | 0.016572 | 0.0077959 | 0.010393 | 0.056897 | 34.1714 | 4.734 | 29.1264 | 13.7018 | 18.2663 | 0.0174 | 0.0028 | 0 | 0 | 0.0201 | 0 | 0.0063 | 0 | 0.0075 | 0 | 0.0138
City of Lake Oswego DWTP - Finished | 2011-09-22 | 11:30 | 0.8 | 0.0049 | 1 | 0.022808 | 0.009279 | 0.008098 | 0.002672 | 0.01134 | 0.005133 | 0.0069 | 0.006177 | 1.4962 | 3.8195 | 0.016368 | 0.0021956 | 0.011614 | 0.0062526 | 0.0048794 | 0.041309 | 39.6237 | 5.3149 | 28.1135 | 15.1361 | 11.8118 | 0.0188 | 0.0032 | 0 | 0 | 0.0219 | 0 | 0.0083 | 0 | 0.0074 | 0 | 0.0158

## G3.Jar test data
Appendix Table G3. Carbon, optical properties, and DBP formation potential values during four trateability jar tests, 2010-11.
|  |  |  | Carbon and Optical Properties | [12 empty] | DBP Formation Potential - Filtered Samples (mg/L) | [12 empty] | DBP Formation Potential - Filtered Samples (umol)
|  |  |  | Dissolved organic carbon, in milligrams per liter | Absorbance at 254 nm, in per centimeter | Specific Ultraviolet absorbance at 254 nm, in per meter | Fluorescence Peak A, in raman units | Fluorescence Peak C, in raman units | Fluorescence Peak M, in raman units | Fluorescence Peak D, in raman units | Fluorescence Peak B, in raman units | Fluorescence Peak T, in raman units | Fluorescence Peak N, in raman units | Fluorescence FDOM, in raman units | Fluorescence Index Value, unitless | Humification index, unitless | DBPFP filtered chloro-form, in milligrams per liter | DBPFP filtered Bromo-dichloro-methane, in milligrams per liter | DBPFP filtered dibromo-chloromethane, in milligrams per liter | DBPFP filtered bromo-form, in milligrams per liter | DBPFP filtered total trihalo-methanes, in milligrams per liter | Specific filtered total trihalo-methanes, in milligrams DBP per milligrams of carbon | DBPFP filtered monochloro-acetic acid, in milligrams per liter | DBPFP filtered dichloro-acetic acid, in milligrams per liter | DBPFP filtered monobromo-acetic acid, in milligrams per liter | DBPFP filtered trichloro-acetic acid, in milligrams per liter | DBPFP filtered dibromo-acetic acid, in milligrams per liter | DBPFP filtered total total haloacetic acid, in milligrams per liter | Specific filtered total haloacetic acids, in milligrams DBP per milligrams of carbon | DBPFP filtered chloro-form, in micromoles per liter | DBPFP filtered Bromo-dichloromethane, in micromoles per liter | DBPFP filtered dibromo-chloro-methane, in micromoles per liter | DBPFP filtered bromo-form, in micromoles per liter | DBPFP filtered total trihalo-methanes, in micromoles per liter | Specific filtered total trihalo-methanes, in micromoles DBP per moles of carbon | Ratio of Brominated DBPFP to Chlorinated DBP FP for filtered samples | DBPFP filtered monochloro-acetic acid, in micromoles per liter | DBPFP filtered dichloro-acetic acid, in micromoles per liter | DBPFP filtered monobromo-acetic acid, in micromoles per liter | DBPFP filtered trichloro-acetic acid, in micromoles per liter | DBPFP filtered dibromo-acetic acid, in micromoles per liter | DBPFP filtered total total haloacetic acid, in micromoles per liter | Specific filtered total haloacetic acids, in micromoles DBP per mole of carbon
|  |  |  | DOC | A254 | SUVA | Peak A ex260em450 | Peak C ex340em440 | Peak M ex300em390 | Peak D ex390em510 | Peak B ex270em306 | Peak T ex270em340 | Peak N ex280em370 | fDOM ex370em460 | Fl Index 2005 | Humic Index | Chloro-form | Bromo-dichloro-methane | Dibromo-chloro-methane | Bromo-form | Total trihalo-methanes | Specific Filtered THMFP-F | Mono-chloro-acetic acid | Dichloro-acetic acid | Mono-bromo-acetic acid | Trichloro-acetic acid | Dibromo-acetic acid | Total Halo-acetic acids | Specific filtered THAAFP-F | Chloroform | Bromo-dichloro-methane | Dibromo-chloro-methane | Bromo-form | Total trihalo-methanes | Specific filtered total trihalomethanes | BR/CL | Mono-chloro-acetic acid | Dichloro-acetic acid | Mono-bromo-acetic acid | Trichloro-acetic acid | Dibromo-acetic acid | Total Halo-acetic acids | Specific filtered total haloacetic acids
Staid | Sampling Event | Station Name | Date | DOC | A254 | SUVA_KB | PEAK_A | PEAK_C | PEAK_M | PEAK_D | PEAK_B | PEAK_T | PEAK_N | FDOM | FI | HI | CHCl3-FP-F | CHBrCl2-FP-F | CHBr2Cl-FP-F | CHBr3-FP-F | THM4-FP-F | STHMFP-F | MCAA-FP-F | DCAA-FP-F | MBAA-FP-F | TCAA-FP-F | DBAA-FP-F | HAA5-FP-F | STHAAFP-F | CHCl3-FP-F | CHBrCl2-FP-F | CHBr2Cl-FP-F | CHBr3-FP-F | THM4-FP-F | STHMFP | BR/CL-FP-F | MCAA-FP-F | DCAA-FP-F | MBAA-FP-F | TCAA-FP-F | DBAA-FP-F | HAA5-FP-F | SHAAFP-F
14211005 | Synoptic_1 | CRWSource (1) | 2010-05-12 | 1.3 | 0.0288 | 3 | 0.10331 | 0.05891 | 0.046207 | 0.030272 | 0.052086 | 0.044676 | 0.038176 | 0.046896 | 1.3765 | 3.5087 | 0.0572 | 0.0402 | 0.0258 | 0.0024 | 0.1256 | 0.096615 | 0 | 0.0189 | 0 | 0.0157 | 0.0036 | 0.0382 | 0.029385 | 0.47915 | 0.24538 | 0.12387 | 0.0094963 | 0.8579 | 7.919 | 0.25419 | 0 | 0.14658 | 0 | 0.096091 | 0.016526 | 0.25919 | 2.3926
14211005 | Synoptic_1 | CRWSource (2) | 2010-05-12 | 1.2 | 0.0281 | 2.9167 | 0.10507 | 0.058324 | 0.045994 | 0.029803 | 0.040542 | 0.044515 | 0.03913 | 0.047164 | 1.377 | 3.7096 | 0.0542 | 0.0432 | 0.0301 | 0.003 | 0.1305 | 0.10875 | 0 | 0.0181 | 0 | 0.0123 | 0.0043 | 0.0347 | 0.028917 | 0.45402 | 0.26369 | 0.14452 | 0.01187 | 0.8741 | 8.741 | 0.28926 | 0 | 0.14037 | 0 | 0.075281 | 0.019739 | 0.23539 | 2.3539
14211005 | Synoptic_1 | CRWSource +Coag (1) | 2010-05-12 | 0.8 | 0.01 | 2.625 | 0.060499 | 0.03643 | 0.030101 | 0.016197 | 0.034578 | 0.032245 | 0.027299 | 0.028243 | 1.52 | 2.8428 | 0.0148 | 0.0273 | 0.0282 | 0.0082 | 0.0785 | 0.098125 | 0 | 0.0033 | 0 | 0.0014 | 0.0035 | 0.0082 | 0.01025 | 0.12398 | 0.16664 | 0.13539 | 0.032446 | 0.45845 | 6.8768 | 0.63617 | 0 | 0.025593 | 0 | 0.0085686 | 0.016067 | 0.050228 | 0.75342
14211005 | Synoptic_1 | CRWSource +Coag (2) | 2010-05-12 | 1.1 | 0.0121 | 2.4545 | 0.062798 | 0.038539 | 0.031506 | 0.017618 | 0.047298 | 0.03612 | 0.027403 | 0.029695 | 1.4453 | 2.6959 | 0.0155 | 0.0246 | 0.023 | 0.0058 | 0.0689 | 0.062636 | 0 | 0.0041 | 0 | 0.0017 | 0.0032 | 0.009 | 0.0081818 | 0.12984 | 0.15016 | 0.11043 | 0.022949 | 0.41337 | 4.5095 | 0.54965 | 0 | 0.031797 | 0 | 0.010405 | 0.014689 | 0.056891 | 0.62063
14211005 | Synoptic_1 | CRWSource +Coag+ PAC (1) | 2010-05-12 | 0.8 | 0.0065 | 2.125 | 0.046189 | 0.029384 | 0.024481 | 0.012275 | 0.033035 | 0.025452 | 0.021447 | 0.02216 | 1.522 | 2.9528 | 0.0152 | 0.0236 | 0.0217 | 0.0055 | 0.066 | 0.0825 | 0 | 0.0036 | 0 | 0.0012 | 0.003 | 0.0078 | 0.00975 | 0.12733 | 0.14405 | 0.10419 | 0.021762 | 0.39733 | 5.9599 | 0.53949 | 0 | 0.02792 | 0 | 0.0073445 | 0.013771 | 0.049035 | 0.73553
14211005 | Synoptic_1 | CRWSource +Coag+ PAC (2) | 2010-05-12 | 0.7 | 0.0051 | 3.2857 | 0.044333 | 0.027612 | 0.024259 | 0.012187 | 0.024037 | 0.022951 | 0.020607 | 0.021495 | 1.5055 | 3.2065 | 0.0115 | 0.0195 | 0.0199 | 0.0053 | 0.0562 | 0.080286 | 0 | 0.0032 | 0 | 0.0013 | 0.0027 | 0.0072 | 0.010286 | 0.096333 | 0.11903 | 0.095544 | 0.020971 | 0.33187 | 5.6893 | 0.59915 | 0 | 0.024817 | 0 | 0.0079566 | 0.012394 | 0.045168 | 0.77431
14211005 | Synoptic_1 | CRWSource + 25% Coag | 2010-05-12 | 1.1 | 0.03 | 3.0909 | 0.09448 | 0.054968 | 0.041636 | 0.027503 | 0.032338 | 0.033296 | 0.033952 | 0.044204 | 1.3976 | 3.881 | -- | -- | -- | -- | -- | -- | -- | -- | -- | -- | -- | -- | -- | -- | -- | -- | -- | -- | -- | -- | -- | -- | -- | -- | -- | -- | --
14211005 | Synoptic_1 | CRWSource + 50% Coag | 2010-05-12 | 1.1 | 0.0276 | 3.2727 | 0.086649 | 0.050174 | 0.038984 | 0.02417 | 0.033551 | 0.034158 | 0.032333 | 0.039663 | 1.4279 | 3.445 | -- | -- | -- | -- | -- | -- | -- | -- | -- | -- | -- | -- | -- | -- | -- | -- | -- | -- | -- | -- | -- | -- | -- | -- | -- | -- | --
14211005 | Synoptic_1 | CRWSource + 75% Coag | 2010-05-12 | 1.1 | 0.0236 | 3 | 0.075525 | 0.045015 | 0.036149 | 0.020699 | 0.036984 | 0.031715 | 0.029663 | 0.034334 | 1.4349 | 2.9784 | -- | -- | -- | -- | -- | -- | -- | -- | -- | -- | -- | -- | -- | -- | -- | -- | -- | -- | -- | -- | -- | -- | -- | -- | -- | -- | --
14211005 | Synoptic_1 | CRWSource + 125% Coag | 2010-05-12 | 0.7 | 0.008 | 1.1429 | 0.055163 | 0.034132 | 0.027853 | 0.014676 | 0.025731 | 0.021916 | 0.022385 | 0.026368 | 1.5398 | 3.6826 | -- | -- | -- | -- | -- | -- | -- | -- | -- | -- | -- | -- | -- | -- | -- | -- | -- | -- | -- | -- | -- | -- | -- | -- | -- | -- | --
14211005 | Synoptic_1 | CRWSource + 150% Coag | 2010-05-12 | 0.7 | 0.0065 | 0.92857 | 0.051971 | 0.031656 | 0.026551 | 0.013448 | 0.032122 | 0.022772 | 0.022709 | 0.024254 | 1.5514 | 2.9015 | -- | -- | -- | -- | -- | -- | -- | -- | -- | -- | -- | -- | -- | -- | -- | -- | -- | -- | -- | -- | -- | -- | -- | -- | -- | -- | --
14211005 | Synoptic_1 | CRWSource + 200% Coag | 2010-05-12 | 0.7 | 0.0014 | 0.14286 | 0.040768 | 0.02636 | 0.024004 | 0.010713 | 0.03416 | 0.02168 | 0.02005 | 0.020037 | 1.5801 | 2.7857 | -- | -- | -- | -- | -- | -- | -- | -- | -- | -- | -- | -- | -- | -- | -- | -- | -- | -- | -- | -- | -- | -- | -- | -- | -- | -- | --
14211005 | synoptic_2 | CRWSource (1) | 2010-10-10 | 1.6 | 0.0468 | 2.875 | 0.18734 | 0.10155 | 0.089455 | 0.049478 | 0.066694 | 0.073511 | 0.08164 | 0.081456 | 1.4665 | 4.1393 | 0.1008 | 0.0332 | 0.0079 | 0 | 0.1419 | 0.088687 | 0.0021 | 0.0324 | 0 | 0.0306 | 0.0016 | 0.0667 | 0.041687 | 0.84438 | 0.20265 | 0.03793 | 0 | 1.085 | 8.1372 | -- | 0.022223 | 0.25128 | 0 | 0.18729 | 0.0073447 | 0.46813 | 3.511
14211005 | synoptic_2 | CRWSource (2) | 2010-10-10 | 1.7 | 0.0463 | 2.7647 | 0.18573 | 0.10039 | 0.088567 | 0.048523 | 0.065393 | 0.071694 | 0.07938 | 0.080266 | 1.458 | 4.2264 | 0.1116 | 0.0295 | 0.0051 | 0 | 0.1462 | 0.086 | 0.0022 | 0.0351 | 0 | 0.0328 | 0.0012 | 0.0713 | 0.041941 | 0.93485 | 0.18007 | 0.024486 | 0 | 1.1394 | 8.0428 | -- | 0.023281 | 0.27222 | 0 | 0.20075 | 0.0055085 | 0.50176 | 3.5418
14211005 | synoptic_2 | CRWSource +Coag (1) | 2010-10-10 | 1 | 0.0173 | 2 | 0.12442 | 0.069179 | 0.068455 | 0.029023 | 0.052159 | 0.054828 | 0.064017 | 0.052675 | 1.5852 | 3.9842 | 0.0399 | 0.026 | 0.0143 | 0.0014 | 0.0816 | 0.0816 | 0 | 0.0116 | 0 | 0.0079 | 0.0022 | 0.0217 | 0.0217 | 0.33423 | 0.1587 | 0.068658 | 0.0055395 | 0.56713 | 6.8056 | -- | 0 | 0.089963 | 0 | 0.048351 | 0.010099 | 0.14841 | 1.781
14211005 | synoptic_2 | CRWSource +Coag (2) | 2010-10-10 | 1 | 0.0176 | 1.9 | 0.12676 | 0.069675 | 0.067898 | 0.028452 | 0.042306 | 0.05276 | 0.062916 | 0.052605 | 1.5749 | 4.1759 | 0.0448 | 0.0235 | 0.0096 | 0 | 0.0779 | 0.0779 | 0 | 0.0139 | 0 | 0.0195 | 0.0016 | 0.035 | 0.035 | 0.37528 | 0.14344 | 0.046092 | 0 | 0.56481 | 6.7778 | -- | 0 | 0.1078 | 0 | 0.11935 | 0.0073447 | 0.23449 | 2.8139
14211005 | synoptic_2 | CRWSource +Coag+ PAC (1) | 2010-10-10 | 0.9 | 0.0152 | 2 | 0.070558 | 0.040201 | 0.036287 | 0.018098 | 0.04069 | 0.034337 | 0.032824 | 0.031302 | 1.5409 | 3.7487 | 0.0322 | 0.0225 | 0.0128 | 0.0012 | 0.0687 | 0.076333 | 0 | 0.0094 | 0 | 0.0061 | 0.002 | 0.0175 | 0.019444 | 0.26973 | 0.13734 | 0.061456 | 0.0047481 | 0.47327 | 6.3103 | -- | 0 | 0.072901 | 0 | 0.037335 | 0.0091809 | 0.11942 | 1.5922
14211005 | synoptic_2 | CRWSource +Coag+ PAC (2) | 2010-10-10 | 0.8 | 0.013 | 1.625 | 0.058862 | 0.034821 | 0.030871 | 0.015389 | 0.020037 | 0.025877 | 0.026621 | 0.027128 | 1.5471 | 4.376 | 0.023 | 0.0232 | 0.0177 | 0.0025 | 0.0664 | 0.083 | 0 | 0.0075 | 0 | 0.0053 | 0.0026 | 0.0154 | 0.01925 | 0.19267 | 0.14161 | 0.084982 | 0.0098919 | 0.42915 | 6.4373 | -- | 0 | 0.058166 | 0 | 0.032438 | 0.011935 | 0.10254 | 1.5381
14211005 | synoptic_2 | CRWSource + 25% Coag | 2010-10-10 | 2.4 | 0.0468 | 1.75 | 0.17458 | 0.094201 | 0.088084 | 0.043637 | 0.088438 | 0.097459 | 0.091501 | 0.073162 | 1.4847 | 3.0855 | -- | -- | -- | -- | -- | -- | -- | -- | -- | -- | -- | -- | -- | -- | -- | -- | -- | -- | -- | -- | -- | -- | -- | -- | -- | -- | --
14211005 | synoptic_2 | CRWSource + 50% Coag | 2010-10-10 | 1.6 | 0.0437 | 2.625 | 0.16199 | 0.086219 | 0.080619 | 0.040677 | 0.075792 | 0.071411 | 0.076459 | 0.068251 | 1.4817 | 3.4387 | -- | -- | -- | -- | -- | -- | -- | -- | -- | -- | -- | -- | -- | -- | -- | -- | -- | -- | -- | -- | -- | -- | -- | -- | -- | -- | --
14211005 | synoptic_2 | CRWSource + 75% Coag | 2010-10-10 | 1.5 | 0.041 | 2.7333 | 0.17289 | 0.093002 | 0.086923 | 0.042628 | 0.070002 | 0.07446 | 0.082655 | 0.073051 | 1.4996 | 3.6413 | -- | -- | -- | -- | -- | -- | -- | -- | -- | -- | -- | -- | -- | -- | -- | -- | -- | -- | -- | -- | -- | -- | -- | -- | -- | -- | --
14211005 | synoptic_2 | CRWSource + 125% Coag | 2010-10-10 | 1.4 | 0.0333 | 2.3571 | 0.15953 | 0.086399 | 0.08347 | 0.037689 | 0.073623 | 0.072908 | 0.08042 | 0.06616 | 1.5054 | 3.6014 | -- | -- | -- | -- | -- | -- | -- | -- | -- | -- | -- | -- | -- | -- | -- | -- | -- | -- | -- | -- | -- | -- | -- | -- | -- | -- | --
14211005 | synoptic_2 | CRWSource + 150% Coag | 2010-10-10 | 1.3 | 0.0276 | 2.0769 | 0.14683 | 0.079752 | 0.078126 | 0.033808 | 0.08354 | 0.071405 | 0.077019 | 0.060436 | 1.54 | 3.3335 | -- | -- | -- | -- | -- | -- | -- | -- | -- | -- | -- | -- | -- | -- | -- | -- | -- | -- | -- | -- | -- | -- | -- | -- | -- | -- | --
14211005 | synoptic_2 | CRWSource + 200% Coag | 2010-10-10 | 1.1 | 0.0209 | 1.8182 | 0.13437 | 0.073821 | 0.07256 | 0.030616 | 0.063686 | 0.062643 | 0.070756 | 0.056151 | 1.5703 | 3.722 | -- | -- | -- | -- | -- | -- | -- | -- | -- | -- | -- | -- | -- | -- | -- | -- | -- | -- | -- | -- | -- | -- | -- | -- | -- | -- | --
14211005 | synoptic_3 | CRWSource (1) | 2011-09-09 | 0.9 | 0.0214 | 2.2222 | 0.074058 | 0.038967 | 0.033498 | 0.018993 | 0.030667 | 0.040745 | 0.034974 | 0.031695 | 1.4291 | 3.3923 | 0.0354 | 0.0392 | 0.0247 | 0.0034 | 0.1027 | 0.11411 | 0 | 0.0129 | 0 | 0.0078 | 0.0035 | 0.0243 | 0.027 | 0.29654 | 0.23927 | 0.11859 | 0.013453 | 0.66785 | 8.9047 | 0.34761 | 0 | 0.10004 | 0 | 0.047739 | 0.016067 | 0.16385 | 2.1847
14211005 | synoptic_3 | CRWSource (2) | 2011-09-09 | 0.9 | 0.021 | 2.3333 | 0.07513 | 0.038861 | 0.033263 | 0.018681 | 0.029845 | 0.039851 | 0.033992 | 0.031581 | 1.4523 | 3.1571 | 0.0676 | 0.0637 | 0.0316 | 0.0053 | 0.1682 | 0.18689 | 0.0027 | 0.0123 | 0.001 | 0.0073 | 0.0044 | 0.0278 | 0.030889 | 0.56627 | 0.38882 | 0.15172 | 0.020971 | 1.1278 | 15.037 | 0.28734 | 0.028572 | 0.095392 | 0.0071969 | 0.044679 | 0.020198 | 0.19604 | 2.6138
14211005 | synoptic_3 | CRWSource +Coag (1) | 2011-09-09 | 0.6 | 0.0099 | 1.5 | 0.049445 | 0.0267 | 0.024981 | 0.011088 | 0.023821 | 0.024014 | 0.025824 | 0.020918 | 1.5794 | 3.0919 | 0.0156 | 0.0392 | 0.0276 | 0.0088 | 0.0913 | 0.15217 | 0 | 0.0042 | 0 | 0.0012 | 0.0031 | 0.0084 | 0.014 | 0.13068 | 0.23927 | 0.13251 | 0.03482 | 0.53728 | 10.7457 | 0.60688 | 0 | 0.032573 | 0 | 0.0073445 | 0.01423 | 0.054148 | 1.083
14211005 | synoptic_3 | CRWSource +Coag (2) | 2011-09-09 | 0.6 | 0.0098 | 1.6667 | 0.047184 | 0.025506 | 0.023798 | 0.010459 | 0.022905 | 0.024962 | 0.025135 | 0.019876 | 1.5867 | 2.7937 | 0.0148 | 0.0382 | 0.0267 | 0.0073 | 0.0871 | 0.14517 | 0 | 0.0036 | 0 | 0.0011 | 0.0032 | 0.0079 | 0.013167 | 0.12398 | 0.23317 | 0.12819 | 0.028884 | 0.51422 | 10.2845 | 0.59621 | 0 | 0.02792 | 0 | 0.0067325 | 0.014689 | 0.049341 | 0.98683
14211005 | synoptic_3 | CRWSource +Coag+ PAC (1) | 2011-09-09 | 0.6 | 0.0092 | 1.5 | 0.040706 | 0.022679 | 0.021834 | 0.009479 | 0.019004 | 0.021267 | 0.02081 | 0.017574 | 1.5988 | 2.981 | 0.0204 | 0.0478 | 0.0213 | 0.0053 | 0.0947 | 0.15783 | 0 | 0.0041 | 0 | 0.0012 | 0.0025 | 0.0078 | 0.013 | 0.17089 | 0.29177 | 0.10227 | 0.020971 | 0.58589 | 11.7178 | 0.46661 | 0 | 0.031797 | 0 | 0.0073445 | 0.011476 | 0.050618 | 1.0124
14211005 | synoptic_3 | CRWSource +Coag+ PAC (2) | 2011-09-09 | 0.6 | 0.0084 | 1.3333 | 0.039479 | 0.02273 | 0.02091 | 0.0097 | 0.015258 | 0.018435 | 0.019108 | 0.017988 | 1.5557 | 3.3252 | 0.0115 | 0.0355 | 0.0254 | 0.0072 | 0.0796 | 0.13267 | 0 | 0.0028 | 0 | 0 | 0.003 | 0.0058 | 0.0096667 | 0.096333 | 0.21669 | 0.12195 | 0.028489 | 0.46346 | 9.2692 | 0.64674 | 0 | 0.021715 | 0 | 0 | 0.013771 | 0.035487 | 0.70973
14211005 | synoptic_3 | CRWSource + 25% Coag | 2011-09-09 | 0.8 | 0.0156 | 2 | 0.061892 | 0.0336 | 0.0305 | 0.015294 | 0.046747 | 0.032535 | 0.029736 | 0.027046 | 1.483 | 2.8828 | -- | -- | -- | -- | -- | -- | -- | -- | -- | -- | -- | -- | -- | -- | -- | -- | -- | -- | -- | -- | -- | -- | -- | -- | -- | -- | --
14211005 | synoptic_3 | CRWSource + 50% Coag | 2011-09-09 | 0.8 | 0.0128 | 1.75 | 0.058594 | 0.031749 | 0.030262 | 0.013864 | 0.052244 | 0.035787 | 0.030873 | 0.025475 | 1.4961 | 2.4302 | -- | -- | -- | -- | -- | -- | -- | -- | -- | -- | -- | -- | -- | -- | -- | -- | -- | -- | -- | -- | -- | -- | -- | -- | -- | -- | --
14211005 | synoptic_3 | CRWSource + 75% Coag | 2011-09-09 | 0.7 | 0.0125 | 1.4286 | 0.055711 | 0.030819 | 0.0303 | 0.013276 | 0.041956 | 0.032895 | 0.031973 | 0.024267 | 1.5674 | 2.4999 | -- | -- | -- | -- | -- | -- | -- | -- | -- | -- | -- | -- | -- | -- | -- | -- | -- | -- | -- | -- | -- | -- | -- | -- | -- | -- | --
14211005 | synoptic_3 | CRWSource + 125% Coag | 2011-09-09 | 0.7 | 0.0077 | 1.5714 | 0.04612 | 0.026156 | 0.023791 | 0.01118 | 0.039441 | 0.025086 | 0.023314 | 0.021086 | 1.6013 | 2.5434 | -- | -- | -- | -- | -- | -- | -- | -- | -- | -- | -- | -- | -- | -- | -- | -- | -- | -- | -- | -- | -- | -- | -- | -- | -- | -- | --
14211005 | synoptic_3 | CRWSource + 150% Coag | 2011-09-09 | 0.7 | 0.0085 | 1 | 0.047958 | 0.026328 | 0.026391 | 0.010945 | 0.041639 | 0.029015 | 0.028525 | 0.020854 | 1.6539 | 2.2325 | -- | -- | -- | -- | -- | -- | -- | -- | -- | -- | -- | -- | -- | -- | -- | -- | -- | -- | -- | -- | -- | -- | -- | -- | -- | -- | --
14211005 | synoptic_3 | CRWSource + 200% Coag | 2011-09-09 | 0.7 | 0.0074 | 0.85714 | 0.041297 | 0.023931 | 0.023088 | 0.009903 | 0.046554 | 0.024679 | 0.023183 | 0.019141 | 1.6388 | 2.2589 | -- | -- | -- | -- | -- | -- | -- | -- | -- | -- | -- | -- | -- | -- | -- | -- | -- | -- | -- | -- | -- | -- | -- | -- | -- | -- | --
14211005 | synoptic_4 | CRWSource (1) | 2011-09-22 | 1 | 0.0168 | 1.6 | 0.071683 | 0.038373 | 0.035133 | 0.017373 | 0.027809 | 0.033754 | 0.030454 | 0.029748 | 1.4387 | 3.1927 | 0.0674 | 0.0614 | 0.0361 | 0.0059 | 0.1708 | 0.1708 | 0 | 0.0105 | 0.001 | 0.0056 | 0.0049 | 0.0221 | 0.0221 | 0.56459 | 0.37478 | 0.17332 | 0.023345 | 1.136 | 13.6325 | 0.30247 | 0 | 0.081432 | 0.0071969 | 0.034274 | 0.022493 | 0.1454 | 1.7448
14211005 | synoptic_4 | CRWSource (2) | 2011-09-22 | 1 | 0.0168 | 1.7 | 0.075252 | 0.039971 | 0.033839 | 0.019283 | 0.026141 | 0.030402 | 0.029984 | 0.032233 | 1.4466 | 3.6359 | 0.0428 | 0.0528 | 0.037 | 0.0072 | 0.1398 | 0.1398 | 0 | 0.0092 | 0.001 | 0.0052 | 0.0057 | 0.0211 | 0.0211 | 0.35853 | 0.32229 | 0.17765 | 0.028489 | 0.88695 | 10.6434 | 0.40207 | 0 | 0.07135 | 0.0071969 | 0.031826 | 0.026166 | 0.13654 | 1.6385
14211005 | synoptic_4 | CRWSource +Coag (1) | 2011-09-22 | 0.7 | 0.0062 | 0.71429 | 0.046749 | 0.027463 | 0.024198 | 0.011305 | 0.018196 | 0.020122 | 0.021477 | 0.021469 | 1.5987 | 3.1103 | 0.0227 | 0.056 | 0.0287 | 0.0066 | 0.114 | 0.16286 | 0 | 0.0036 | 0 | 0.001 | 0.003 | 0.0075 | 0.010714 | 0.19015 | 0.34182 | 0.1378 | 0.026115 | 0.69588 | 11.9294 | 0.49986 | 0 | 0.02792 | 0 | 0.0061204 | 0.013771 | 0.047811 | 0.81962
14211005 | synoptic_4 | CRWSource +Coag (2) | 2011-09-22 | 0.7 | 0.007 | 1 | 0.048343 | 0.028148 | 0.025302 | 0.01215 | 0.019526 | 0.020446 | 0.022438 | 0.022217 | 1.6101 | 3.195 | 0.1806 | 0.125 | 0.0309 | 0.0062 | 0.3427 | 0.48957 | 0.0073 | 0.0067 | 0 | 0.0021 | 0.0025 | 0.0186 | 0.026571 | 1.5128 | 0.76299 | 0.14836 | 0.024532 | 2.4487 | 41.9781 | 0.18241 | 0.077251 | 0.051961 | 0 | 0.012853 | 0.011476 | 0.15354 | 2.6321
14211005 | synoptic_4 | CRWSource +Coag+ PAC (1) | 2011-09-22 | 0.6 | 0.0053 | 0.66667 | 0.041655 | 0.025153 | 0.022579 | 0.010769 | 0.013203 | 0.017383 | 0.019523 | 0.019447 | 1.5911 | 3.4739 | 0.0196 | 0.0413 | 0.0238 | 0.0065 | 0.0913 | 0.15217 | 0 | 0.0034 | 0 | 0 | 0.0026 | 0.006 | 0.01 | 0.16418 | 0.25209 | 0.11427 | 0.025719 | 0.55626 | 11.1253 | 0.50206 | 0 | 0.026368 | 0 | 0 | 0.011935 | 0.038304 | 0.76607
14211005 | synoptic_4 | CRWSource +Coag+ PAC (2) | 2011-09-22 | 0.6 | 0.0068 | 0.5 | 0.036634 | 0.02261 | 0.019895 | 0.009869 | 0.01123 | 0.014737 | 0.016117 | 0.017889 | 1.5876 | 3.7166 | 0.0195 | 0.0472 | 0.026 | 0.0077 | 0.1004 | 0.16733 | 0 | 0.003 | 0 | 0 | 0.0027 | 0.0057 | 0.01 | 0.16335 | 0.28811 | 0.12483 | 0.030467 | 0.60675 | 12.135 | 0.52823 | 0 | 0.023266 | 0 | 0 | 0.012394 | 0.03566 | 0.71321
14211005 | synoptic_4 | CRWSource + 25% Coag | 2011-09-22 | 0.8 | 0.0163 | 2.25 | 0.065482 | 0.036446 | 0.030394 | 0.017217 | 0.021321 | 0.027657 | 0.026602 | 0.029649 | 1.4894 | 3.6032 | -- | -- | -- | -- | -- | -- | -- | -- | -- | -- | -- | -- | -- | -- | -- | -- | -- | -- | -- | -- | -- | -- | -- | -- | -- | -- | --
14211005 | synoptic_4 | CRWSource + 50% Coag | 2011-09-22 | 0.7 | 0.012 | 2 | 0.058002 | 0.033467 | 0.028002 | 0.015147 | 0.016065 | 0.022167 | 0.02394 | 0.02639 | 1.5017 | 3.9201 | -- | -- | -- | -- | -- | -- | -- | -- | -- | -- | -- | -- | -- | -- | -- | -- | -- | -- | -- | -- | -- | -- | -- | -- | -- | -- | --
14211005 | synoptic_4 | CRWSource + 75% Coag | 2011-09-22 | 0.6 | 0.0082 | 1.6667 | 0.052606 | 0.0309 | 0.026695 | 0.013444 | 0.012331 | 0.018659 | 0.021561 | 0.024043 | 1.5345 | 4.3423 | -- | -- | -- | -- | -- | -- | -- | -- | -- | -- | -- | -- | -- | -- | -- | -- | -- | -- | -- | -- | -- | -- | -- | -- | -- | -- | --
14211005 | synoptic_4 | CRWSource + 125% Coag | 2011-09-22 | 0.6 | 0.0064 | 1.3333 | 0.043716 | 0.026637 | 0.023353 | 0.011357 | 0.011554 | 0.015876 | 0.019039 | 0.020821 | 1.5918 | 4.2314 | -- | -- | -- | -- | -- | -- | -- | -- | -- | -- | -- | -- | -- | -- | -- | -- | -- | -- | -- | -- | -- | -- | -- | -- | -- | -- | --
14211005 | synoptic_4 | CRWSource + 150% Coag | 2011-09-22 | 0.6 | 0.0061 | 1.3333 | 0.040656 | 0.024439 | 0.022136 | 0.009934 | 0.013565 | 0.015654 | 0.018542 | 0.019341 | 1.6247 | 3.3712 | -- | -- | -- | -- | -- | -- | -- | -- | -- | -- | -- | -- | -- | -- | -- | -- | -- | -- | -- | -- | -- | -- | -- | -- | -- | -- | --
14211005 | synoptic_4 | CRWSource + 200% Coag | 2011-09-22 | 0.5 | 0.0058 | 1 | 0.037817 | 0.023496 | 0.020824 | 0.009467 | 0.010422 | 0.01485 | 0.017524 | 0.018261 | 1.6239 | 3.9561 | -- | -- | -- | -- | -- | -- | -- | -- | -- | -- | -- | -- | -- | -- | -- | -- | -- | -- | -- | -- | -- | -- | -- | -- | -- | -- | --